## bus
| name | vn_kv | type | zone | in_service | min_vm_pu | max_vm_pu
0 | STAH4A | 400 | b |  | TRUE | 0.95 | 1.05
1 | CARR4B | 400 | b |  | TRUE | 0.95 | 1.05
2 | CAPE4A | 400 | b |  | TRUE | 0.95 | 1.05
3 | DINO41 | 400 | b |  | TRUE | 0.95 | 1.05
4 | HAWP41 | 400 | b |  | TRUE | 0.95 | 1.05
5 | EGGB42 | 400 | b |  | TRUE | 0.95 | 1.05
6 | DISS4A | 400 | b |  | TRUE | 0.95 | 1.05
7 | RYEH4B | 400 | b |  | TRUE | 0.95 | 1.05
8 | BICF41 | 400 | b |  | TRUE | 0.95 | 1.05
9 | LOFI4B | 400 | b |  | TRUE | 0.95 | 1.05
10 | SHRE4B | 400 | b |  | TRUE | 0.95 | 1.05
11 | LEGA41 | 400 | b |  | TRUE | 0.95 | 1.05
12 | SALH41 | 400 | b |  | TRUE | 0.95 | 1.05
13 | HIGM4A | 400 | b |  | TRUE | 0.95 | 1.05
14 | FOUX4A | 400 | b |  | TRUE | 0.95 | 1.05
15 | BRAI4A | 400 | b |  | TRUE | 0.95 | 1.05
16 | DUNG41 | 400 | b |  | TRUE | 0.95 | 1.05
17 | NEEP4A | 400 | b |  | TRUE | 0.95 | 1.05
18 | TILB43 | 400 | b |  | TRUE | 0.95 | 1.05
19 | THTO43 | 400 | b |  | TRUE | 0.95 | 1.05
20 | WBUR42 | 400 | b |  | TRUE | 0.95 | 1.05
21 | KINO41 | 400 | b |  | TRUE | 0.95 | 1.05
22 | TILB41 | 400 | b |  | TRUE | 0.95 | 1.05
23 | NFLE41 | 400 | b |  | TRUE | 0.95 | 1.05
24 | BURW41 | 400 | b |  | TRUE | 0.95 | 1.05
25 | BEDD4B | 400 | b |  | TRUE | 0.95 | 1.05
26 | WTHU4F | 400 | b |  | TRUE | 0.95 | 1.05
27 | COTT42 | 400 | b |  | TRUE | 0.95 | 1.05
28 | LAGA41 | 400 | b |  | TRUE | 0.95 | 1.05
29 | IVER4B | 400 | b |  | TRUE | 0.95 | 1.05
30 | FRIN4B | 400 | b |  | TRUE | 0.95 | 1.05
31 | PEWO4B | 400 | b |  | TRUE | 0.95 | 1.05
32 | STEW41 | 400 | b |  | TRUE | 0.95 | 1.05
33 | PELH41 | 400 | b |  | TRUE | 0.95 | 1.05
34 | WTHU4E | 400 | b |  | TRUE | 0.95 | 1.05
35 | RYHA4A | 400 | b |  | TRUE | 0.95 | 1.05
36 | WALP41 | 400 | b |  | TRUE | 0.95 | 1.05
37 | EASO41 | 400 | b |  | TRUE | 0.95 | 1.05
38 | LEGA4B | 400 | b |  | TRUE | 0.95 | 1.05
39 | KEAD44 | 400 | b |  | TRUE | 0.95 | 1.05
40 | CHUE4A | 400 | b |  | TRUE | 0.95 | 1.05
41 | GART4B | 400 | b |  | TRUE | 0.95 | 1.05
42 | WILE41 | 400 | b |  | TRUE | 0.95 | 1.05
43 | CITR41 | 400 | b |  | TRUE | 0.95 | 1.05
44 | ROWD4B | 400 | b |  | TRUE | 0.95 | 1.05
45 | OBST4A | 400 | b |  | TRUE | 0.95 | 1.05
46 | MILL4B | 400 | b |  | TRUE | 0.95 | 1.05
47 | SEAB41 | 400 | b |  | TRUE | 0.95 | 1.05
48 | FRIS41 | 400 | b |  | TRUE | 0.95 | 1.05
49 | NEWX4B | 400 | b |  | TRUE | 0.95 | 1.05
50 | STAL4A | 400 | b |  | TRUE | 0.95 | 1.05
51 | TILB4B | 400 | b |  | TRUE | 0.95 | 1.05
52 | MARH4A | 400 | b |  | TRUE | 0.95 | 1.05
53 | CREB41 | 400 | b |  | TRUE | 0.95 | 1.05
54 | PENN4A | 400 | b |  | TRUE | 0.95 | 1.05
55 | RHIG41 | 400 | b |  | TRUE | 0.95 | 1.05
56 | LAND42 | 400 | b |  | TRUE | 0.95 | 1.05
57 | BRWA41 | 400 | b |  | TRUE | 0.95 | 1.05
58 | BUST4B | 400 | b |  | TRUE | 0.95 | 1.05
59 | EACS41 | 400 | b |  | TRUE | 0.95 | 1.05
60 | MONF42 | 400 | b |  | TRUE | 0.95 | 1.05
61 | MILL4A | 400 | b |  | TRUE | 0.95 | 1.05
62 | COTT41 | 400 | b |  | TRUE | 0.95 | 1.05
63 | MILL41 | 400 | b |  | TRUE | 0.95 | 1.05
64 | ALVE4B | 400 | b |  | TRUE | 0.95 | 1.05
65 | CHIC4A | 400 | b |  | TRUE | 0.95 | 1.05
66 | MONF41 | 400 | b |  | TRUE | 0.95 | 1.05
67 | RYHA4B | 400 | b |  | TRUE | 0.95 | 1.05
68 | YORK4B | 400 | b |  | TRUE | 0.95 | 1.05
69 | IVER4A | 400 | b |  | TRUE | 0.95 | 1.05
70 | ROCH4A | 400 | b |  | TRUE | 0.95 | 1.05
71 | MIDL41 | 400 | b |  | TRUE | 0.95 | 1.05
72 | KEAR41 | 400 | b |  | TRUE | 0.95 | 1.05
73 | KEAD43 | 400 | b |  | TRUE | 0.95 | 1.05
74 | SWAN4A | 400 | b |  | TRUE | 0.95 | 1.05
75 | HINP41 | 400 | b |  | TRUE | 0.95 | 1.05
76 | HUTT43 | 400 | b |  | TRUE | 0.95 | 1.05
77 | FAWL41 | 400 | b |  | TRUE | 0.95 | 1.05
78 | TREU4A | 400 | b |  | TRUE | 0.95 | 1.05
79 | RYEH41 | 400 | b |  | TRUE | 0.95 | 1.05
80 | NURS4A | 400 | b |  | TRUE | 0.95 | 1.05
81 | SHBA41 | 400 | b |  | TRUE | 0.95 | 1.05
82 | HIBU41 | 400 | b |  | TRUE | 0.95 | 1.05
83 | PENI4A | 400 | b |  | TRUE | 0.95 | 1.05
84 | RYEH43 | 400 | b |  | TRUE | 0.95 | 1.05
85 | CHTE41 | 400 | b |  | TRUE | 0.95 | 1.05
86 | SELL4B | 400 | b |  | TRUE | 0.95 | 1.05
87 | HAKB4B | 400 | b |  | TRUE | 0.95 | 1.05
88 | CARR4A | 400 | b |  | TRUE | 0.95 | 1.05
89 | HAKB4- | 400 | b |  | TRUE | 0.95 | 1.05
90 | GRAW4A | 400 | b |  | TRUE | 0.95 | 1.05
91 | WALX41 | 400 | b |  | TRUE | 0.95 | 1.05
92 | EXET41 | 400 | b |  | TRUE | 0.95 | 1.05
93 | SPEN42 | 400 | b |  | TRUE | 0.95 | 1.05
94 | LEIB4A | 400 | b |  | TRUE | 0.95 | 1.05
95 | LEIS4A | 400 | b |  | TRUE | 0.95 | 1.05
96 | AXMI41 | 400 | b |  | TRUE | 0.95 | 1.05
97 | NECT4B | 400 | b |  | TRUE | 0.95 | 1.05
98 | OLDB4A | 400 | b |  | TRUE | 0.95 | 1.05
99 | FRIS4A | 400 | b |  | TRUE | 0.95 | 1.05
100 | FOUX41 | 400 | b |  | TRUE | 0.95 | 1.05
101 | PELH4B | 400 | b |  | TRUE | 0.95 | 1.05
102 | STAY4A | 400 | b |  | TRUE | 0.95 | 1.05
103 | ROWD41 | 400 | b |  | TRUE | 0.95 | 1.05
104 | CARR42 | 400 | b |  | TRUE | 0.95 | 1.05
105 | FLEE41 | 400 | b |  | TRUE | 0.95 | 1.05
106 | EASO4A | 400 | b |  | TRUE | 0.95 | 1.05
107 | LOVE41 | 400 | b |  | TRUE | 0.95 | 1.05
108 | WHAM4A | 400 | b |  | TRUE | 0.95 | 1.05
109 | TILB42 | 400 | b |  | TRUE | 0.95 | 1.05
110 | HAWP4A | 400 | b |  | TRUE | 0.95 | 1.05
111 | SEAB4A | 400 | b |  | TRUE | 0.95 | 1.05
112 | HARK41 | 400 | b |  | TRUE | 0.95 | 1.05
113 | CONQ41 | 400 | b |  | TRUE | 0.95 | 1.05
114 | OSBA42 | 400 | b |  | TRUE | 0.95 | 1.05
115 | RASS41 | 400 | b |  | TRUE | 0.95 | 1.05
116 | WWEY4B | 400 | b |  | TRUE | 0.95 | 1.05
117 | WHAM41 | 400 | b |  | TRUE | 0.95 | 1.05
118 | KILL41 | 400 | b |  | TRUE | 0.95 | 1.05
119 | CREB42 | 400 | b |  | TRUE | 0.95 | 1.05
120 | BRAW4A | 400 | b |  | TRUE | 0.95 | 1.05
121 | SPLN41 | 400 | b |  | TRUE | 0.95 | 1.05
122 | MARH42 | 400 | b |  | TRUE | 0.95 | 1.05
123 | DAMC41 | 400 | b |  | TRUE | 0.95 | 1.05
124 | WISD42 | 400 | b |  | TRUE | 0.95 | 1.05
125 | YORK4A | 400 | b |  | TRUE | 0.95 | 1.05
126 | PAFB4A | 400 | b |  | TRUE | 0.95 | 1.05
127 | MONF4A | 400 | b |  | TRUE | 0.95 | 1.05
128 | ROWD42 | 400 | b |  | TRUE | 0.95 | 1.05
129 | BARK41 | 400 | b |  | TRUE | 0.95 | 1.05
130 | POAB41 | 400 | b |  | TRUE | 0.95 | 1.05
131 | KEAD41 | 400 | b |  | TRUE | 0.95 | 1.05
132 | THTO42 | 400 | b |  | TRUE | 0.95 | 1.05
133 | ELST4B | 400 | b |  | TRUE | 0.95 | 1.05
134 | GART4A | 400 | b |  | TRUE | 0.95 | 1.05
135 | KEMS41 | 400 | b |  | TRUE | 0.95 | 1.05
136 | FERR4A | 400 | b |  | TRUE | 0.95 | 1.05
137 | CILF41 | 400 | b |  | TRUE | 0.95 | 1.05
138 | DAIN41 | 400 | b |  | TRUE | 0.95 | 1.05
139 | MEDB4B | 400 | b |  | TRUE | 0.95 | 1.05
140 | TWIN4A | 400 | b |  | TRUE | 0.95 | 1.05
141 | THOM41 | 400 | b |  | TRUE | 0.95 | 1.05
142 | TAUN41 | 400 | b |  | TRUE | 0.95 | 1.05
143 | CLEH41 | 400 | b |  | TRUE | 0.95 | 1.05
144 | STSB4A | 400 | b |  | TRUE | 0.95 | 1.05
145 | WTHU4C | 400 | b |  | TRUE | 0.95 | 1.05
146 | ROCK41 | 400 | b |  | TRUE | 0.95 | 1.05
147 | IMPP41 | 400 | b |  | TRUE | 0.95 | 1.05
148 | BRAI4B | 400 | b |  | TRUE | 0.95 | 1.05
149 | CULJ4A | 400 | b |  | TRUE | 0.95 | 1.05
150 | DRAX42 | 400 | b |  | TRUE | 0.95 | 1.05
151 | WTHU4A | 400 | b |  | TRUE | 0.95 | 1.05
152 | CANT41 | 400 | b |  | TRUE | 0.95 | 1.05
153 | TWIN4A | 400 | b |  | TRUE | 0.95 | 1.05
154 | MARH41 | 400 | b |  | TRUE | 0.95 | 1.05
155 | KEAD42 | 400 | b |  | TRUE | 0.95 | 1.05
156 | PEMB41 | 400 | b |  | TRUE | 0.95 | 1.05
157 | DIDC41 | 400 | b |  | TRUE | 0.95 | 1.05
158 | MITY41 | 400 | b |  | TRUE | 0.95 | 1.05
159 | IRON41 | 400 | b |  | TRUE | 0.95 | 1.05
160 | WIMB41 | 400 | b |  | TRUE | 0.95 | 1.05
161 | HACK41 | 400 | b |  | TRUE | 0.95 | 1.05
162 | FRIS4C | 400 | b |  | TRUE | 0.95 | 1.05
163 | ELST41 | 400 | b |  | TRUE | 0.95 | 1.05
164 | RICH41 | 400 | b |  | TRUE | 0.95 | 1.05
165 | SAFO41 | 400 | b |  | TRUE | 0.95 | 1.05
166 | THTO44 | 400 | b |  | TRUE | 0.95 | 1.05
167 | HAMB4A | 400 | b |  | TRUE | 0.95 | 1.05
168 | WWEY4A | 400 | b |  | TRUE | 0.95 | 1.05
169 | NORM41 | 400 | b |  | TRUE | 0.95 | 1.05
170 | TWIN4B | 400 | b |  | TRUE | 0.95 | 1.05
171 | SWAN41 | 400 | b |  | TRUE | 0.95 | 1.05
172 | STAL4B | 400 | b |  | TRUE | 0.95 | 1.05
173 | STSB4B | 400 | b |  | TRUE | 0.95 | 1.05
174 | BUST4A | 400 | b |  | TRUE | 0.95 | 1.05
175 | INDQ41 | 400 | b |  | TRUE | 0.95 | 1.05
176 | SIZE41 | 400 | b |  | TRUE | 0.95 | 1.05
177 | RAYL41 | 400 | b |  | TRUE | 0.95 | 1.05
178 | GRAW4B | 400 | b |  | TRUE | 0.95 | 1.05
179 | LEIB4B | 400 | b |  | TRUE | 0.95 | 1.05
180 | BOTW41 | 400 | b |  | TRUE | 0.95 | 1.05
181 | CHUE4B | 400 | b |  | TRUE | 0.95 | 1.05
182 | CELL41 | 400 | b |  | TRUE | 0.95 | 1.05
183 | BRIM4C | 400 | b |  | TRUE | 0.95 | 1.05
184 | MELK41 | 400 | b |  | TRUE | 0.95 | 1.05
185 | PENM4B | 400 | b |  | TRUE | 0.95 | 1.05
186 | LEGA4A | 400 | b |  | TRUE | 0.95 | 1.05
187 | TRAW41 | 400 | b |  | TRUE | 0.95 | 1.05
188 | AMEM4B | 400 | b |  | TRUE | 0.95 | 1.05
189 | EGGB41 | 400 | b |  | TRUE | 0.95 | 1.05
190 | NECT41 | 400 | b |  | TRUE | 0.95 | 1.05
191 | GRAW42 | 400 | b |  | TRUE | 0.95 | 1.05
192 | BRWA4D | 400 | b |  | TRUE | 0.95 | 1.05
193 | WYLF41 | 400 | b |  | TRUE | 0.95 | 1.05
194 | FENW4A | 400 | b |  | TRUE | 0.95 | 1.05
195 | WHSO4A | 400 | b |  | TRUE | 0.95 | 1.05
196 | SWAN42 | 400 | b |  | TRUE | 0.95 | 1.05
197 | GRIW41 | 400 | b |  | TRUE | 0.95 | 1.05
198 | FECK41 | 400 | b |  | TRUE | 0.95 | 1.05
199 | ABHA4A | 400 | b |  | TRUE | 0.95 | 1.05
200 | PENN4B | 400 | b |  | TRUE | 0.95 | 1.05
201 | ABHA4B | 400 | b |  | TRUE | 0.95 | 1.05
202 | BRWA4A | 400 | b |  | TRUE | 0.95 | 1.05
203 | WBUR41 | 400 | b |  | TRUE | 0.95 | 1.05
204 | MACC41 | 400 | b |  | TRUE | 0.95 | 1.05
205 | RYEH4A | 400 | b |  | TRUE | 0.95 | 1.05
206 | RATS41 | 400 | b |  | TRUE | 0.95 | 1.05
207 | COWL41 | 400 | b |  | TRUE | 0.95 | 1.05
208 | SALH42 | 400 | b |  | TRUE | 0.95 | 1.05
209 | STAY41 | 400 | b |  | TRUE | 0.95 | 1.05
210 | SJOW41 | 400 | b |  | TRUE | 0.95 | 1.05
211 | MAWO41 | 400 | b |  | TRUE | 0.95 | 1.05
212 | BEDD4A | 400 | b |  | TRUE | 0.95 | 1.05
213 | ELST4A | 400 | b |  | TRUE | 0.95 | 1.05
214 | SELL4D | 400 | b |  | TRUE | 0.95 | 1.05
215 | HUTT41 | 400 | b |  | TRUE | 0.95 | 1.05
216 | LHOR4B | 400 | b |  | TRUE | 0.95 | 1.05
217 | ALVE4A | 400 | b |  | TRUE | 0.95 | 1.05
218 | HEYS41 | 400 | b |  | TRUE | 0.95 | 1.05
219 | COSO41 | 400 | b |  | TRUE | 0.95 | 1.05
220 | NORT41 | 400 | b |  | TRUE | 0.95 | 1.05
221 | ENDE41 | 400 | b |  | TRUE | 0.95 | 1.05
222 | BRFO42 | 400 | b |  | TRUE | 0.95 | 1.05
223 | HAMB4B | 400 | b |  | TRUE | 0.95 | 1.05
224 | MEDW41 | 400 | b |  | TRUE | 0.95 | 1.05
225 | RUGE41 | 400 | b |  | TRUE | 0.95 | 1.05
226 | FROD41 | 400 | b |  | TRUE | 0.95 | 1.05
227 | SING41 | 400 | b |  | TRUE | 0.95 | 1.05
228 | TILB44 | 400 | b |  | TRUE | 0.95 | 1.05
229 | STOB41 | 400 | b |  | TRUE | 0.95 | 1.05
230 | WALX4B | 400 | b |  | TRUE | 0.95 | 1.05
231 | FRIS4D | 400 | b |  | TRUE | 0.95 | 1.05
232 | WHAM4B | 400 | b |  | TRUE | 0.95 | 1.05
233 | PAFB4B | 400 | b |  | TRUE | 0.95 | 1.05
234 | TILB4A | 400 | b |  | TRUE | 0.95 | 1.05
235 | GRAI41 | 400 | b |  | TRUE | 0.95 | 1.05
236 | THTO41 | 400 | b |  | TRUE | 0.95 | 1.05
237 | BRFO41 | 400 | b |  | TRUE | 0.95 | 1.05
238 | FRIN4A | 400 | b |  | TRUE | 0.95 | 1.05
239 | CARR41 | 400 | b |  | TRUE | 0.95 | 1.05
240 | LHOR4A | 400 | b |  | TRUE | 0.95 | 1.05
241 | CHIC41 | 400 | b |  | TRUE | 0.95 | 1.05
242 | STWB4Q | 400 | b |  | TRUE | 0.95 | 1.05
243 | WEMA4A | 400 | b |  | TRUE | 0.95 | 1.05
244 | HUTT42 | 400 | b |  | TRUE | 0.95 | 1.05
245 | SHUR41 | 400 | b |  | TRUE | 0.95 | 1.05
246 | NECT4A | 400 | b |  | TRUE | 0.95 | 1.05
247 | OBST4B | 400 | b |  | TRUE | 0.95 | 1.05
248 | BRIM4D | 400 | b |  | TRUE | 0.95 | 1.05
249 | HIGM41 | 400 | b |  | TRUE | 0.95 | 1.05
250 | SHRE4A | 400 | b |  | TRUE | 0.95 | 1.05
251 | SELL4C | 400 | b |  | TRUE | 0.95 | 1.05
252 | SELL4A | 400 | b |  | TRUE | 0.95 | 1.05
253 | DRAK41 | 400 | b |  | TRUE | 0.95 | 1.05
254 | MILL42 | 400 | b |  | TRUE | 0.95 | 1.05
255 | STWB4R | 400 | b |  | TRUE | 0.95 | 1.05
256 | SWAN4B | 400 | b |  | TRUE | 0.95 | 1.05
257 | GRAW41 | 400 | b |  | TRUE | 0.95 | 1.05
258 | RYEH42 | 400 | b |  | TRUE | 0.95 | 1.05
259 | BOLN41 | 400 | b |  | TRUE | 0.95 | 1.05
260 | NEWX4A | 400 | b |  | TRUE | 0.95 | 1.05
261 | AMEM4A | 400 | b |  | TRUE | 0.95 | 1.05
262 | FRIS4B | 400 | b |  | TRUE | 0.95 | 1.05
263 | OSBA41 | 400 | b |  | TRUE | 0.95 | 1.05
264 | PEWO4A | 400 | b |  | TRUE | 0.95 | 1.05
265 | KEAD4D | 400 | b |  | TRUE | 0.95 | 1.05
266 | FLIB41 | 400 | b |  | TRUE | 0.95 | 1.05
267 | QUER4A | 400 | b |  | TRUE | 0.95 | 1.05
268 | MEDB4A | 400 | b |  | TRUE | 0.95 | 1.05
269 | HAMH41 | 400 | b |  | TRUE | 0.95 | 1.05
270 | WALH41 | 400 | b |  | TRUE | 0.95 | 1.05
271 | BRWA4C | 400 | b |  | TRUE | 0.95 | 1.05
272 | MABL41 | 400 | b |  | TRUE | 0.95 | 1.05
273 | MANN41 | 400 | b |  | TRUE | 0.95 | 1.05
274 | LITT41 | 400 | b |  | TRUE | 0.95 | 1.05
275 | TREU4B | 400 | b |  | TRUE | 0.95 | 1.05
276 | BRIN41 | 400 | b |  | TRUE | 0.95 | 1.05
277 | EASO4B | 400 | b |  | TRUE | 0.95 | 1.05
278 | QUER4B | 400 | b |  | TRUE | 0.95 | 1.05
279 | KEAD4C | 400 | b |  | TRUE | 0.95 | 1.05
280 | LAND41 | 400 | b |  | TRUE | 0.95 | 1.05
281 | TAUN42 | 400 | b |  | TRUE | 0.95 | 1.05
282 | CHIL41 | 400 | b |  | TRUE | 0.95 | 1.05
283 | THOM42 | 400 | b |  | TRUE | 0.95 | 1.05
284 | SELL4E | 400 | b |  | TRUE | 0.95 | 1.05
285 | STAH4B | 400 | b |  | TRUE | 0.95 | 1.05
286 | LACK41 | 400 | b |  | TRUE | 0.95 | 1.05
287 | HARG41 | 400 | b |  | TRUE | 0.95 | 1.05
288 | KEMS4A | 400 | b |  | TRUE | 0.95 | 1.05
289 | KEMS4B | 400 | b |  | TRUE | 0.95 | 1.05
290 | PELH4A | 400 | b |  | TRUE | 0.95 | 1.05
291 | ECLA41 | 400 | b |  | TRUE | 0.95 | 1.05
292 | NURS41 | 400 | b |  | TRUE | 0.95 | 1.05
293 | PENT41 | 400 | b |  | TRUE | 0.95 | 1.05
294 | SPEN41 | 400 | b |  | TRUE | 0.95 | 1.05
295 | WISD41 | 400 | b |  | TRUE | 0.95 | 1.05
296 | NINF41 | 400 | b |  | TRUE | 0.95 | 1.05
297 | SUND42 | 400 | b |  | TRUE | 0.95 | 1.05
298 | BODE41 | 400 | b |  | TRUE | 0.95 | 1.05
299 | PUDM41 | 400 | b |  | TRUE | 0.95 | 1.05
300 | SUND41 | 400 | b |  | TRUE | 0.95 | 1.05
301 | WTHU4D | 400 | b |  | TRUE | 0.95 | 1.05
302 | DRAX41 | 400 | b |  | TRUE | 0.95 | 1.05
303 | NEWX41 | 400 | b |  | TRUE | 0.95 | 1.05
304 | ROWD4A | 400 | b |  | TRUE | 0.95 | 1.05
305 | WEMA41 | 400 | b |  | TRUE | 0.95 | 1.05
306 | PEWO41 | 400 | b |  | TRUE | 0.95 | 1.05
307 | WYMO41 | 400 | b |  | TRUE | 0.95 | 1.05
308 | HUMR41 | 400 | b |  | TRUE | 0.95 | 1.05
309 | LOFI4A | 400 | b |  | TRUE | 0.95 | 1.05
310 | BRLE41 | 400 | b |  | TRUE | 0.95 | 1.05
311 | WALX4A | 400 | b |  | TRUE | 0.95 | 1.05
312 | MARH4B | 400 | b |  | TRUE | 0.95 | 1.05
313 | SELL4F | 400 | b |  | TRUE | 0.95 | 1.05
314 | BLYT41 | 400 | b |  | TRUE | 0.95 | 1.05
315 | WHSO41 | 400 | b |  | TRUE | 0.95 | 1.05
316 | DISS4B | 400 | b |  | TRUE | 0.95 | 1.05
317 | PADI41 | 400 | b |  | TRUE | 0.95 | 1.05
318 | BULL41 | 400 | b |  | TRUE | 0.95 | 1.05
319 | CAPE4B | 400 | b |  | TRUE | 0.95 | 1.05
320 | BRWA4B | 400 | b |  | TRUE | 0.95 | 1.05
321 | KENG41 | 400 | b |  | TRUE | 0.95 | 1.05
322 | GREN41 | 400 | b |  | TRUE | 0.95 | 1.05
323 | PENM4A | 400 | b |  | TRUE | 0.95 | 1.05
324 | BENR41 | 400 | b |  | TRUE | 0.95 | 1.05
325 | WTHU4B | 400 | b |  | TRUE | 0.95 | 1.05
326 | UPPB22 | 275 | b |  | TRUE | 0.95 | 1.05
327 | HIGM21 | 275 | b |  | TRUE | 0.95 | 1.05
328 | TADT2B | 275 | b |  | TRUE | 0.95 | 1.05
329 | STAL21 | 275 | b |  | TRUE | 0.95 | 1.05
330 | HACK21 | 275 | b |  | TRUE | 0.95 | 1.05
331 | WILT2D | 275 | b |  | TRUE | 0.95 | 1.05
332 | WWEY2A | 275 | b |  | TRUE | 0.95 | 1.05
333 | BLYT23 | 275 | b |  | TRUE | 0.95 | 1.05
334 | TOTT22 | 275 | b |  | TRUE | 0.95 | 1.05
335 | SWAN21 | 275 | b |  | TRUE | 0.95 | 1.05
336 | BEDD23 | 275 | b |  | TRUE | 0.95 | 1.05
337 | TODP21 | 275 | b |  | TRUE | 0.95 | 1.05
338 | LACK2A | 275 | b |  | TRUE | 0.95 | 1.05
339 | PEWO2B | 275 | b |  | TRUE | 0.95 | 1.05
340 | LACK2C | 275 | b |  | TRUE | 0.95 | 1.05
341 | TOTT2B | 275 | b |  | TRUE | 0.95 | 1.05
342 | TILB21 | 275 | b |  | TRUE | 0.95 | 1.05
343 | OLDB21 | 275 | b |  | TRUE | 0.95 | 1.05
344 | HARK23 | 275 | b |  | TRUE | 0.95 | 1.05
345 | MILH2A | 275 | b |  | TRUE | 0.95 | 1.05
346 | HEDO21 | 275 | b |  | TRUE | 0.95 | 1.05
347 | HAMH2A | 275 | b |  | TRUE | 0.95 | 1.05
348 | SMAN21 | 275 | b |  | TRUE | 0.95 | 1.05
349 | IVER2A | 275 | b |  | TRUE | 0.95 | 1.05
350 | FERR2B | 275 | b |  | TRUE | 0.95 | 1.05
351 | BRIM2A | 275 | b |  | TRUE | 0.95 | 1.05
352 | ELST21 | 275 | b |  | TRUE | 0.95 | 1.05
353 | WALX22 | 275 | b |  | TRUE | 0.95 | 1.05
354 | WARL21 | 275 | b |  | TRUE | 0.95 | 1.05
355 | BUST21 | 275 | b |  | TRUE | 0.95 | 1.05
356 | WALX2A | 275 | b |  | TRUE | 0.95 | 1.05
357 | SHEC21 | 275 | b |  | TRUE | 0.95 | 1.05
358 | WHGA21 | 275 | b |  | TRUE | 0.95 | 1.05
359 | ELST22 | 275 | b |  | TRUE | 0.95 | 1.05
360 | USKM21 | 275 | b |  | TRUE | 0.95 | 1.05
361 | TRAW21 | 275 | b |  | TRUE | 0.95 | 1.05
362 | WIMB21 | 275 | b |  | TRUE | 0.95 | 1.05
363 | BRWA2B | 275 | b |  | TRUE | 0.95 | 1.05
364 | NORL2A | 275 | b |  | TRUE | 0.95 | 1.05
365 | MILH2B | 275 | b |  | TRUE | 0.95 | 1.05
366 | OCKH2A | 275 | b |  | TRUE | 0.95 | 1.05
367 | WASF2B | 275 | b |  | TRUE | 0.95 | 1.05
368 | KEAR21 | 275 | b |  | TRUE | 0.95 | 1.05
369 | TOTT23 | 275 | b |  | TRUE | 0.95 | 1.05
370 | HATL21 | 275 | b |  | TRUE | 0.95 | 1.05
371 | SJOW21 | 275 | b |  | TRUE | 0.95 | 1.05
372 | HARK21 | 275 | b |  | TRUE | 0.95 | 1.05
373 | FFES21 | 275 | b |  | TRUE | 0.95 | 1.05
374 | HACK22 | 275 | b |  | TRUE | 0.95 | 1.05
375 | COWT2A | 275 | b |  | TRUE | 0.95 | 1.05
376 | BARK21 | 275 | b |  | TRUE | 0.95 | 1.05
377 | WILL21 | 275 | b |  | TRUE | 0.95 | 1.05
378 | TEMP21 | 275 | b |  | TRUE | 0.95 | 1.05
379 | SSHI21 | 275 | b |  | TRUE | 0.95 | 1.05
380 | BIRK21 | 275 | b |  | TRUE | 0.95 | 1.05
381 | FROD22 | 275 | b |  | TRUE | 0.95 | 1.05
382 | RAIN21 | 275 | b |  | TRUE | 0.95 | 1.05
383 | WHSO22 | 275 | b |  | TRUE | 0.95 | 1.05
384 | WIMB2A | 275 | b |  | TRUE | 0.95 | 1.05
385 | WHSO2B | 275 | b |  | TRUE | 0.95 | 1.05
386 | HAWP2A | 275 | b |  | TRUE | 0.95 | 1.05
387 | FIDF21 | 275 | b |  | TRUE | 0.95 | 1.05
388 | NEWX21 | 275 | b |  | TRUE | 0.95 | 1.05
389 | NECH21 | 275 | b |  | TRUE | 0.95 | 1.05
390 | CILF2B | 275 | b |  | TRUE | 0.95 | 1.05
391 | USKM2A | 275 | b |  | TRUE | 0.95 | 1.05
392 | CREB2B | 275 | b |  | TRUE | 0.95 | 1.05
393 | TREM21 | 275 | b |  | TRUE | 0.95 | 1.05
394 | SKLG21 | 275 | b |  | TRUE | 0.95 | 1.05
395 | WHSO2A | 275 | b |  | TRUE | 0.95 | 1.05
396 | HINP21 | 275 | b |  | TRUE | 0.95 | 1.05
397 | OVER21 | 275 | b |  | TRUE | 0.95 | 1.05
398 | ALDW21 | 275 | b |  | TRUE | 0.95 | 1.05
399 | FROD21 | 275 | b |  | TRUE | 0.95 | 1.05
400 | PITS21 | 275 | b |  | TRUE | 0.95 | 1.05
401 | BISW21 | 275 | b |  | TRUE | 0.95 | 1.05
402 | SWAN22 | 275 | b |  | TRUE | 0.95 | 1.05
403 | MONF2B | 275 | b |  | TRUE | 0.95 | 1.05
404 | KITW21 | 275 | b |  | TRUE | 0.95 | 1.05
405 | LISD21 | 275 | b |  | TRUE | 0.95 | 1.05
406 | KIRK2A | 275 | b |  | TRUE | 0.95 | 1.05
407 | IVER21 | 275 | b |  | TRUE | 0.95 | 1.05
408 | PENN21 | 275 | b |  | TRUE | 0.95 | 1.05
409 | NEEP21 | 275 | b |  | TRUE | 0.95 | 1.05
410 | WATS22 | 275 | b |  | TRUE | 0.95 | 1.05
411 | SAES21 | 275 | b |  | TRUE | 0.95 | 1.05
412 | THOM21 | 275 | b |  | TRUE | 0.95 | 1.05
413 | COVE21 | 275 | b |  | TRUE | 0.95 | 1.05
414 | TOTT2A | 275 | b |  | TRUE | 0.95 | 1.05
415 | DUNG21 | 275 | b |  | TRUE | 0.95 | 1.05
416 | REBR22 | 275 | b |  | TRUE | 0.95 | 1.05
417 | STEW21 | 275 | b |  | TRUE | 0.95 | 1.05
418 | MONF21 | 275 | b |  | TRUE | 0.95 | 1.05
419 | CHSI21 | 275 | b |  | TRUE | 0.95 | 1.05
420 | PEWO2D | 275 | b |  | TRUE | 0.95 | 1.05
421 | WIEN2B | 275 | b |  | TRUE | 0.95 | 1.05
422 | HACK2A | 275 | b |  | TRUE | 0.95 | 1.05
423 | UPPB21 | 275 | b |  | TRUE | 0.95 | 1.05
424 | KNAR21 | 275 | b |  | TRUE | 0.95 | 1.05
425 | NORL2B | 275 | b |  | TRUE | 0.95 | 1.05
426 | BUSH21 | 275 | b |  | TRUE | 0.95 | 1.05
427 | CREB2A | 275 | b |  | TRUE | 0.95 | 1.05
428 | PEWO2A | 275 | b |  | TRUE | 0.95 | 1.05
429 | WATS21 | 275 | b |  | TRUE | 0.95 | 1.05
430 | CILF2A | 275 | b |  | TRUE | 0.95 | 1.05
431 | SALH21 | 275 | b |  | TRUE | 0.95 | 1.05
432 | BLYT21 | 275 | b |  | TRUE | 0.95 | 1.05
433 | USKM2B | 275 | b |  | TRUE | 0.95 | 1.05
434 | BRED21 | 275 | b |  | TRUE | 0.95 | 1.05
435 | HURS21 | 275 | b |  | TRUE | 0.95 | 1.05
436 | WALX2B | 275 | b |  | TRUE | 0.95 | 1.05
437 | KIRK21 | 275 | b |  | TRUE | 0.95 | 1.05
438 | TADT2A | 275 | b |  | TRUE | 0.95 | 1.05
439 | BRAW21 | 275 | b |  | TRUE | 0.95 | 1.05
440 | WILT2A | 275 | b |  | TRUE | 0.95 | 1.05
441 | DRAK21 | 275 | b |  | TRUE | 0.95 | 1.05
442 | WWEY21 | 275 | b |  | TRUE | 0.95 | 1.05
443 | WILT2B | 275 | b |  | TRUE | 0.95 | 1.05
444 | BRIM2C | 275 | b |  | TRUE | 0.95 | 1.05
445 | MACC21 | 275 | b |  | TRUE | 0.95 | 1.05
446 | WMEL21 | 275 | b |  | TRUE | 0.95 | 1.05
447 | LACK21 | 275 | b |  | TRUE | 0.95 | 1.05
448 | FOUR21 | 275 | b |  | TRUE | 0.95 | 1.05
449 | CREB21 | 275 | b |  | TRUE | 0.95 | 1.05
450 | NHYD2A | 275 | b |  | TRUE | 0.95 | 1.05
451 | RATS2A | 275 | b |  | TRUE | 0.95 | 1.05
452 | EALI21 | 275 | b |  | TRUE | 0.95 | 1.05
453 | FERR23 | 275 | b |  | TRUE | 0.95 | 1.05
454 | ELLA21 | 275 | b |  | TRUE | 0.95 | 1.05
455 | BAGB21 | 275 | b |  | TRUE | 0.95 | 1.05
456 | BRIN22 | 275 | b |  | TRUE | 0.95 | 1.05
457 | BRIM2D | 275 | b |  | TRUE | 0.95 | 1.05
458 | LALE21 | 275 | b |  | TRUE | 0.95 | 1.05
459 | THUR2A | 275 | b |  | TRUE | 0.95 | 1.05
460 | OCKH21 | 275 | b |  | TRUE | 0.95 | 1.05
461 | CHTE21 | 275 | b |  | TRUE | 0.95 | 1.05
462 | HINP22 | 275 | b |  | TRUE | 0.95 | 1.05
463 | WIEN2A | 275 | b |  | TRUE | 0.95 | 1.05
464 | PEWO2C | 275 | b |  | TRUE | 0.95 | 1.05
465 | WISD21 | 275 | b |  | TRUE | 0.95 | 1.05
466 | WISD2A | 275 | b |  | TRUE | 0.95 | 1.05
467 | WASF2A | 275 | b |  | TRUE | 0.95 | 1.05
468 | FERR21 | 275 | b |  | TRUE | 0.95 | 1.05
469 | BARK22 | 275 | b |  | TRUE | 0.95 | 1.05
470 | NORT21 | 275 | b |  | TRUE | 0.95 | 1.05
471 | ROCH21 | 275 | b |  | TRUE | 0.95 | 1.05
472 | GRSA21 | 275 | b |  | TRUE | 0.95 | 1.05
473 | HARM21 | 275 | b |  | TRUE | 0.95 | 1.05
474 | CARE21 | 275 | b |  | TRUE | 0.95 | 1.05
475 | HAWP21 | 275 | b |  | TRUE | 0.95 | 1.05
476 | NHYD2B | 275 | b |  | TRUE | 0.95 | 1.05
477 | MELK2B | 275 | b |  | TRUE | 0.95 | 1.05
478 | TYNE21 | 275 | b |  | TRUE | 0.95 | 1.05
479 | FFES22 | 275 | b |  | TRUE | 0.95 | 1.05
480 | ABTH21 | 275 | b |  | TRUE | 0.95 | 1.05
481 | OLDB2A | 275 | b |  | TRUE | 0.95 | 1.05
482 | BEDD21 | 275 | b |  | TRUE | 0.95 | 1.05
483 | LISD2A | 275 | b |  | TRUE | 0.95 | 1.05
484 | TYNE2A | 275 | b |  | TRUE | 0.95 | 1.05
485 | SAEN21 | 275 | b |  | TRUE | 0.95 | 1.05
486 | HARK24 | 275 | b |  | TRUE | 0.95 | 1.05
487 | WALX21 | 275 | b |  | TRUE | 0.95 | 1.05
488 | TOTT24 | 275 | b |  | TRUE | 0.95 | 1.05
489 | FERR2A | 275 | b |  | TRUE | 0.95 | 1.05
490 | IVER22 | 275 | b |  | TRUE | 0.95 | 1.05
491 | FERR22 | 275 | b |  | TRUE | 0.95 | 1.05
492 | POPP21 | 275 | b |  | TRUE | 0.95 | 1.05
493 | IROA21 | 275 | b |  | TRUE | 0.95 | 1.05
494 | BRIN21 | 275 | b |  | TRUE | 0.95 | 1.05
495 | TINP21 | 275 | b |  | TRUE | 0.95 | 1.05
496 | LITT2A | 275 | b |  | TRUE | 0.95 | 1.05
497 | TEMP22 | 275 | b |  | TRUE | 0.95 | 1.05
498 | LACK2B | 275 | b |  | TRUE | 0.95 | 1.05
499 | WBOL21 | 275 | b |  | TRUE | 0.95 | 1.05
500 | BESW21 | 275 | b |  | TRUE | 0.95 | 1.05
501 | WILT2C | 275 | b |  | TRUE | 0.95 | 1.05
502 | CAPE21 | 275 | b |  | TRUE | 0.95 | 1.05
503 | BLYT22 | 275 | b |  | TRUE | 0.95 | 1.05
504 | MILH21 | 275 | b |  | TRUE | 0.95 | 1.05
505 | SSHI22 | 275 | b |  | TRUE | 0.95 | 1.05
506 | MONF22 | 275 | b |  | TRUE | 0.95 | 1.05
507 | BRIM2B | 275 | b |  | TRUE | 0.95 | 1.05
508 | WWEY22 | 275 | b |  | TRUE | 0.95 | 1.05
509 | THOM2A | 275 | b |  | TRUE | 0.95 | 1.05
510 | TOTT21 | 275 | b |  | TRUE | 0.95 | 1.05
511 | TINP22 | 275 | b |  | TRUE | 0.95 | 1.05
512 | OFFE21 | 275 | b |  | TRUE | 0.95 | 1.05
513 | WHSO21 | 275 | b |  | TRUE | 0.95 | 1.05
514 | LITT2B | 275 | b |  | TRUE | 0.95 | 1.05
515 | HACK2B | 275 | b |  | TRUE | 0.95 | 1.05
516 | CREB22 | 275 | b |  | TRUE | 0.95 | 1.05
517 | BRWA2A | 275 | b |  | TRUE | 0.95 | 1.05
518 | MAGA21 | 275 | b |  | TRUE | 0.95 | 1.05
519 | REBR21 | 275 | b |  | TRUE | 0.95 | 1.05
520 | BEDD22 | 275 | b |  | TRUE | 0.95 | 1.05
521 | MONF2A | 275 | b |  | TRUE | 0.95 | 1.05
522 | FECK21 | 275 | b |  | TRUE | 0.95 | 1.05
523 | KIBY21 | 275 | b |  | TRUE | 0.95 | 1.05
524 | THUR21 | 275 | b |  | TRUE | 0.95 | 1.05
525 | GRSB21 | 275 | b |  | TRUE | 0.95 | 1.05
526 | CARR21 | 275 | b |  | TRUE | 0.95 | 1.05
527 | WIBA21 | 275 | b |  | TRUE | 0.95 | 1.05
528 | PYLE21 | 275 | b |  | TRUE | 0.95 | 1.05
529 | JORD21 | 275 | b |  | TRUE | 0.95 | 1.05
530 | MELK2A | 275 | b |  | TRUE | 0.95 | 1.05
531 | WATS11 | 132 | b |  | TRUE | 0.95 | 1.05
532 | WWEY11 | 132 | b |  | TRUE | 0.95 | 1.05
533 | BRLE14 | 132 | b |  | TRUE | 0.95 | 1.05
534 | LITT11 | 132 | b |  | TRUE | 0.95 | 1.05
535 | MITY12 | 132 | b |  | TRUE | 0.95 | 1.05
536 | CELL11 | 132 | b |  | TRUE | 0.95 | 1.05
537 | NORM1B | 132 | b |  | TRUE | 0.95 | 1.05
538 | COWL11 | 132 | b |  | TRUE | 0.95 | 1.05
539 | CARE11 | 132 | b |  | TRUE | 0.95 | 1.05
540 | KEAR11 | 132 | b |  | TRUE | 0.95 | 1.05
541 | WIEN11 | 132 | b |  | TRUE | 0.95 | 1.05
542 | FIDF11 | 132 | b |  | TRUE | 0.95 | 1.05
543 | USKM11 | 132 | b |  | TRUE | 0.95 | 1.05
544 | TOTT12 | 132 | b |  | TRUE | 0.95 | 1.05
545 | STOB11 | 132 | b |  | TRUE | 0.95 | 1.05
546 | STYC12 | 132 | b |  | TRUE | 0.95 | 1.05
547 | SKLG11 | 132 | b |  | TRUE | 0.95 | 1.05
548 | BEDT1B | 132 | b |  | TRUE | 0.95 | 1.05
549 | IROA13 | 132 | b |  | TRUE | 0.95 | 1.05
550 | NINF11 | 132 | b |  | TRUE | 0.95 | 1.05
551 | RAYM11 | 132 | b |  | TRUE | 0.95 | 1.05
552 | BIRK11 | 132 | b |  | TRUE | 0.95 | 1.05
553 | CITR11 | 132 | b |  | TRUE | 0.95 | 1.05
554 | WIMB11 | 132 | b |  | TRUE | 0.95 | 1.05
555 | DRAX11 | 132 | b |  | TRUE | 0.95 | 1.05
556 | CAPE11 | 132 | b |  | TRUE | 0.95 | 1.05
557 | PENW11 | 132 | b |  | TRUE | 0.95 | 1.05
558 | ELST11 | 132 | b |  | TRUE | 0.95 | 1.05
559 | NFLE12 | 132 | b |  | TRUE | 0.95 | 1.05
560 | LHOR11 | 132 | b |  | TRUE | 0.95 | 1.05
561 | KIBY11 | 132 | b |  | TRUE | 0.95 | 1.05
562 | FERR11 | 132 | b |  | TRUE | 0.95 | 1.05
563 | BLYT1A | 132 | b |  | TRUE | 0.95 | 1.05
564 | LEGA11 | 132 | b |  | TRUE | 0.95 | 1.05
565 | ELST13 | 132 | b |  | TRUE | 0.95 | 1.05
566 | EASO12 | 132 | b |  | TRUE | 0.95 | 1.05
567 | TILB14 | 132 | b |  | TRUE | 0.95 | 1.05
568 | CARR12 | 132 | b |  | TRUE | 0.95 | 1.05
569 | OLDS12 | 132 | b |  | TRUE | 0.95 | 1.05
570 | HEYS11 | 132 | b |  | TRUE | 0.95 | 1.05
571 | CITR12 | 132 | b |  | TRUE | 0.95 | 1.05
572 | WMEL11 | 132 | b |  | TRUE | 0.95 | 1.05
573 | CHSI1A | 132 | b |  | TRUE | 0.95 | 1.05
574 | NEWX11 | 132 | b |  | TRUE | 0.95 | 1.05
575 | SELL13 | 132 | b |  | TRUE | 0.95 | 1.05
576 | FLEE12 | 132 | b |  | TRUE | 0.95 | 1.05
577 | SAFO11 | 132 | b |  | TRUE | 0.95 | 1.05
578 | WATS12 | 132 | b |  | TRUE | 0.95 | 1.05
579 | BOLN12 | 132 | b |  | TRUE | 0.95 | 1.05
580 | MITY11 | 132 | b |  | TRUE | 0.95 | 1.05
581 | WARL11 | 132 | b |  | TRUE | 0.95 | 1.05
582 | TWIN11 | 132 | b |  | TRUE | 0.95 | 1.05
583 | SHRE11 | 132 | b |  | TRUE | 0.95 | 1.05
584 | OLDB11 | 132 | b |  | TRUE | 0.95 | 1.05
585 | BRWA11 | 132 | b |  | TRUE | 0.95 | 1.05
586 | SELL12 | 132 | b |  | TRUE | 0.95 | 1.05
587 | BESW12 | 132 | b |  | TRUE | 0.95 | 1.05
588 | CONQ12 | 132 | b |  | TRUE | 0.95 | 1.05
589 | FLEE11 | 132 | b |  | TRUE | 0.95 | 1.05
590 | USKM12 | 132 | b |  | TRUE | 0.95 | 1.05
591 | RATS12 | 132 | b |  | TRUE | 0.95 | 1.05
592 | NFLE11 | 132 | b |  | TRUE | 0.95 | 1.05
593 | BRLE13 | 132 | b |  | TRUE | 0.95 | 1.05
594 | KINO11 | 132 | b |  | TRUE | 0.95 | 1.05
595 | MANN11 | 132 | b |  | TRUE | 0.95 | 1.05
596 | NORM11 | 132 | b |  | TRUE | 0.95 | 1.05
597 | HAMH1A | 132 | b |  | TRUE | 0.95 | 1.05
598 | RASS11 | 132 | b |  | TRUE | 0.95 | 1.05
599 | ALVE11 | 132 | b |  | TRUE | 0.95 | 1.05
600 | WHAM12 | 132 | b |  | TRUE | 0.95 | 1.05
601 | SIZE1B | 132 | b |  | TRUE | 0.95 | 1.05
602 | NOTR11 | 132 | b |  | TRUE | 0.95 | 1.05
603 | RYEH11 | 132 | b |  | TRUE | 0.95 | 1.05
604 | SEAB11 | 132 | b |  | TRUE | 0.95 | 1.05
605 | LOVE11 | 132 | b |  | TRUE | 0.95 | 1.05
606 | LEIS11 | 132 | b |  | TRUE | 0.95 | 1.05
607 | CHIC11 | 132 | b |  | TRUE | 0.95 | 1.05
608 | HAKB1- | 132 | b |  | TRUE | 0.95 | 1.05
609 | BESW11 | 132 | b |  | TRUE | 0.95 | 1.05
610 | RYEH13 | 132 | b |  | TRUE | 0.95 | 1.05
611 | CANT13 | 132 | b |  | TRUE | 0.95 | 1.05
612 | WISD11 | 132 | b |  | TRUE | 0.95 | 1.05
613 | KNAR11 | 132 | b |  | TRUE | 0.95 | 1.05
614 | IROA11 | 132 | b |  | TRUE | 0.95 | 1.05
615 | MELK11 | 132 | b |  | TRUE | 0.95 | 1.05
616 | BRFO11 | 132 | b |  | TRUE | 0.95 | 1.05
617 | ENDE11 | 132 | b |  | TRUE | 0.95 | 1.05
618 | BICF11 | 132 | b |  | TRUE | 0.95 | 1.05
619 | WIMB12 | 132 | b |  | TRUE | 0.95 | 1.05
620 | BRAW12 | 132 | b |  | TRUE | 0.95 | 1.05
621 | CAPE1A | 132 | b |  | TRUE | 0.95 | 1.05
622 | LOVE12 | 132 | b |  | TRUE | 0.95 | 1.05
623 | SALH11 | 132 | b |  | TRUE | 0.95 | 1.05
624 | AMEM11 | 132 | b |  | TRUE | 0.95 | 1.05
625 | PENN11 | 132 | b |  | TRUE | 0.95 | 1.05
626 | BURW11 | 132 | b |  | TRUE | 0.95 | 1.05
627 | BLYT1B | 132 | b |  | TRUE | 0.95 | 1.05
628 | STAH11 | 132 | b |  | TRUE | 0.95 | 1.05
629 | ECLA12 | 132 | b |  | TRUE | 0.95 | 1.05
630 | WILL11 | 132 | b |  | TRUE | 0.95 | 1.05
631 | CHTE11 | 132 | b |  | TRUE | 0.95 | 1.05
632 | KITW11 | 132 | b |  | TRUE | 0.95 | 1.05
633 | HACK11 | 132 | b |  | TRUE | 0.95 | 1.05
634 | GRAI11 | 132 | b |  | TRUE | 0.95 | 1.05
635 | SWAN11 | 132 | b |  | TRUE | 0.95 | 1.05
636 | LALE11 | 132 | b |  | TRUE | 0.95 | 1.05
637 | ABHA11 | 132 | b |  | TRUE | 0.95 | 1.05
638 | BUSH11 | 132 | b |  | TRUE | 0.95 | 1.05
639 | HURS1C | 132 | b |  | TRUE | 0.95 | 1.05
640 | OCKH11 | 132 | b |  | TRUE | 0.95 | 1.05
641 | HURS1B | 132 | b |  | TRUE | 0.95 | 1.05
642 | CHSI1B | 132 | b |  | TRUE | 0.95 | 1.05
643 | TILB11 | 132 | b |  | TRUE | 0.95 | 1.05
644 | RAIN11 | 132 | b |  | TRUE | 0.95 | 1.05
645 | NORM1A | 132 | b |  | TRUE | 0.95 | 1.05
646 | BRIM11 | 132 | b |  | TRUE | 0.95 | 1.05
647 | WILL12 | 132 | b |  | TRUE | 0.95 | 1.05
648 | KEAD11 | 132 | b |  | TRUE | 0.95 | 1.05
649 | FIDF12 | 132 | b |  | TRUE | 0.95 | 1.05
650 | PADI11 | 132 | b |  | TRUE | 0.95 | 1.05
651 | BRED11 | 132 | b |  | TRUE | 0.95 | 1.05
652 | LISD11 | 132 | b |  | TRUE | 0.95 | 1.05
653 | PELH11 | 132 | b |  | TRUE | 0.95 | 1.05
654 | MILH12 | 132 | b |  | TRUE | 0.95 | 1.05
655 | BRLE12 | 132 | b |  | TRUE | 0.95 | 1.05
656 | OSBA11 | 132 | b |  | TRUE | 0.95 | 1.05
657 | AXMI11 | 132 | b |  | TRUE | 0.95 | 1.05
658 | PORH11 | 132 | b |  | TRUE | 0.95 | 1.05
659 | HARK11 | 132 | b |  | TRUE | 0.95 | 1.05
660 | HARK13 | 132 | b |  | TRUE | 0.95 | 1.05
661 | RAIN12 | 132 | b |  | TRUE | 0.95 | 1.05
662 | HARK12 | 132 | b |  | TRUE | 0.95 | 1.05
663 | LAND11 | 132 | b |  | TRUE | 0.95 | 1.05
664 | PELH12 | 132 | b |  | TRUE | 0.95 | 1.05
665 | BISW11 | 132 | b |  | TRUE | 0.95 | 1.05
666 | COVE12 | 132 | b |  | TRUE | 0.95 | 1.05
667 | TAUN11 | 132 | b |  | TRUE | 0.95 | 1.05
668 | PEMB11 | 132 | b |  | TRUE | 0.95 | 1.05
669 | SIZE12 | 132 | b |  | TRUE | 0.95 | 1.05
670 | HAMH1B | 132 | b |  | TRUE | 0.95 | 1.05
671 | SJOW12 | 132 | b |  | TRUE | 0.95 | 1.05
672 | NORT11 | 132 | b |  | TRUE | 0.95 | 1.05
673 | BRAW11 | 132 | b |  | TRUE | 0.95 | 1.05
674 | IRON11 | 132 | b |  | TRUE | 0.95 | 1.05
675 | ECLA11 | 132 | b |  | TRUE | 0.95 | 1.05
676 | BEDD11 | 132 | b |  | TRUE | 0.95 | 1.05
677 | CREB12 | 132 | b |  | TRUE | 0.95 | 1.05
678 | CANT14 | 132 | b |  | TRUE | 0.95 | 1.05
679 | HURS1D | 132 | b |  | TRUE | 0.95 | 1.05
680 | FAWL11 | 132 | b |  | TRUE | 0.95 | 1.05
681 | ABTH11 | 132 | b |  | TRUE | 0.95 | 1.05
682 | WHGA11 | 132 | b |  | TRUE | 0.95 | 1.05
683 | JUNV1- | 132 | b |  | TRUE | 0.95 | 1.05
684 | ROCH12 | 132 | b |  | TRUE | 0.95 | 1.05
685 | BRLE1B | 132 | b |  | TRUE | 0.95 | 1.05
686 | SELL11 | 132 | b |  | TRUE | 0.95 | 1.05
687 | STAL11 | 132 | b |  | TRUE | 0.95 | 1.05
688 | CELL12 | 132 | b |  | TRUE | 0.95 | 1.05
689 | BEDD12 | 132 | b |  | TRUE | 0.95 | 1.05
690 | WYLF11 | 132 | b |  | TRUE | 0.95 | 1.05
691 | SIZE1A | 132 | b |  | TRUE | 0.95 | 1.05
692 | DRAK11 | 132 | b |  | TRUE | 0.95 | 1.05
693 | INCE11 | 132 | b |  | TRUE | 0.95 | 1.05
694 | COVE11 | 132 | b |  | TRUE | 0.95 | 1.05
695 | CAMA12 | 132 | b |  | TRUE | 0.95 | 1.05
696 | BRLE1A | 132 | b |  | TRUE | 0.95 | 1.05
697 | BARK11 | 132 | b |  | TRUE | 0.95 | 1.05
698 | SIZE11 | 132 | b |  | TRUE | 0.95 | 1.05
699 | FOUX11 | 132 | b |  | TRUE | 0.95 | 1.05
700 | UPPB11 | 132 | b |  | TRUE | 0.95 | 1.05
701 | WHAM11 | 132 | b |  | TRUE | 0.95 | 1.05
702 | INDQ11 | 132 | b |  | TRUE | 0.95 | 1.05
703 | SPEN11 | 132 | b |  | TRUE | 0.95 | 1.05
704 | STES11 | 132 | b |  | TRUE | 0.95 | 1.05
705 | WALP11 | 132 | b |  | TRUE | 0.95 | 1.05
706 | KEMS11 | 132 | b |  | TRUE | 0.95 | 1.05
707 | GRIW12 | 132 | b |  | TRUE | 0.95 | 1.05
708 | ABTH12 | 132 | b |  | TRUE | 0.95 | 1.05
709 | ELLA11 | 132 | b |  | TRUE | 0.95 | 1.05
710 | GRIW11 | 132 | b |  | TRUE | 0.95 | 1.05
711 | LITB11 | 132 | b |  | TRUE | 0.95 | 1.05
712 | NECH11 | 132 | b |  | TRUE | 0.95 | 1.05
713 | NURS11 | 132 | b |  | TRUE | 0.95 | 1.05
714 | ABTH13 | 132 | b |  | TRUE | 0.95 | 1.05
715 | RICH11 | 132 | b |  | TRUE | 0.95 | 1.05
716 | FROD11 | 132 | b |  | TRUE | 0.95 | 1.05
717 | SAEN11 | 132 | b |  | TRUE | 0.95 | 1.05
718 | ISLI11 | 132 | b |  | TRUE | 0.95 | 1.05
719 | WWEY12 | 132 | b |  | TRUE | 0.95 | 1.05
720 | GREN12 | 132 | b |  | TRUE | 0.95 | 1.05
721 | CHTE12 | 132 | b |  | TRUE | 0.95 | 1.05
722 | TYNE11 | 132 | b |  | TRUE | 0.95 | 1.05
723 | CONQ13 | 132 | b |  | TRUE | 0.95 | 1.05
724 | PENT11 | 132 | b |  | TRUE | 0.95 | 1.05
725 | SUND11 | 132 | b |  | TRUE | 0.95 | 1.05
726 | SJOW13 | 132 | b |  | TRUE | 0.95 | 1.05
727 | NECH12 | 132 | b |  | TRUE | 0.95 | 1.05
728 | BEDT1A | 132 | b |  | TRUE | 0.95 | 1.05
729 | PERH11 | 132 | b |  | TRUE | 0.95 | 1.05
730 | HUTT11 | 132 | b |  | TRUE | 0.95 | 1.05
731 | BRFO12 | 132 | b |  | TRUE | 0.95 | 1.05
732 | WBUR12 | 132 | b |  | TRUE | 0.95 | 1.05
733 | NOTR12 | 132 | b |  | TRUE | 0.95 | 1.05
734 | LEMR11 | 132 | b |  | TRUE | 0.95 | 1.05
735 | HEND11 | 132 | b |  | TRUE | 0.95 | 1.05
736 | ABHA12 | 132 | b |  | TRUE | 0.95 | 1.05
737 | WASF1B | 132 | b |  | TRUE | 0.95 | 1.05
738 | COWL12 | 132 | b |  | TRUE | 0.95 | 1.05
739 | BENR11 | 132 | b |  | TRUE | 0.95 | 1.05
740 | SMAN12 | 132 | b |  | TRUE | 0.95 | 1.05
741 | NORM12 | 132 | b |  | TRUE | 0.95 | 1.05
742 | CHSI11 | 132 | b |  | TRUE | 0.95 | 1.05
743 | SWAN12 | 132 | b |  | TRUE | 0.95 | 1.05
744 | IRON13 | 132 | b |  | TRUE | 0.95 | 1.05
745 | SJOW11 | 132 | b |  | TRUE | 0.95 | 1.05
746 | WASF1A | 132 | b |  | TRUE | 0.95 | 1.05
747 | ELLA12 | 132 | b |  | TRUE | 0.95 | 1.05
748 | IROA12 | 132 | b |  | TRUE | 0.95 | 1.05
749 | TILB12 | 132 | b |  | TRUE | 0.95 | 1.05
750 | GREN11 | 132 | b |  | TRUE | 0.95 | 1.05
751 | IRON12 | 132 | b |  | TRUE | 0.95 | 1.05
752 | SMAN11 | 132 | b |  | TRUE | 0.95 | 1.05
753 | IVER11 | 132 | b |  | TRUE | 0.95 | 1.05
754 | NINF12 | 132 | b |  | TRUE | 0.95 | 1.05
755 | EXET11 | 132 | b |  | TRUE | 0.95 | 1.05
756 | PYLE11 | 132 | b |  | TRUE | 0.95 | 1.05
757 | STEN11 | 132 | b |  | TRUE | 0.95 | 1.05
758 | EASO11 | 132 | b |  | TRUE | 0.95 | 1.05
759 | TILB13 | 132 | b |  | TRUE | 0.95 | 1.05
760 | CONQ11 | 132 | b |  | TRUE | 0.95 | 1.05
761 | WMEL12 | 132 | b |  | TRUE | 0.95 | 1.05
762 | TOTT11 | 132 | b |  | TRUE | 0.95 | 1.05
763 | KIRK11 | 132 | b |  | TRUE | 0.95 | 1.05
764 | CAPE1B | 132 | b |  | TRUE | 0.95 | 1.05
765 | BRAI11 | 132 | b |  | TRUE | 0.95 | 1.05
766 | RATS11 | 132 | b |  | TRUE | 0.95 | 1.05
767 | ROCH11 | 132 | b |  | TRUE | 0.95 | 1.05
768 | SHEE11 | 132 | b |  | TRUE | 0.95 | 1.05
769 | BUST11 | 132 | b |  | TRUE | 0.95 | 1.05
770 | RUGE11 | 132 | b |  | TRUE | 0.95 | 1.05
771 | PENE11 | 132 | b |  | TRUE | 0.95 | 1.05
772 | BRLE11 | 132 | b |  | TRUE | 0.95 | 1.05
773 | RYEH12 | 132 | b |  | TRUE | 0.95 | 1.05
774 | ELST12 | 132 | b |  | TRUE | 0.95 | 1.05
775 | WBUR11 | 132 | b |  | TRUE | 0.95 | 1.05
776 | BOTW11 | 132 | b |  | TRUE | 0.95 | 1.05
777 | BOLN11 | 132 | b |  | TRUE | 0.95 | 1.05
778 | SASA11 | 132 | b |  | TRUE | 0.95 | 1.05
779 | WYMO11 | 132 | b |  | TRUE | 0.95 | 1.05
780 | CARR11 | 132 | b |  | TRUE | 0.95 | 1.05
781 | ROCK1A | 132 | b |  | TRUE | 0.95 | 1.05
782 | CAMA11 | 132 | b |  | TRUE | 0.95 | 1.05
783 | STYC11 | 132 | b |  | TRUE | 0.95 | 1.05
784 | CREB11 | 132 | b |  | TRUE | 0.95 | 1.05
785 | TRAW11 | 132 | b |  | TRUE | 0.95 | 1.05
786 | HARG11 | 132 | b |  | TRUE | 0.95 | 1.05
787 | MILH11 | 132 | b |  | TRUE | 0.95 | 1.05
788 | TODP61 | 66 | b |  | TRUE | 0.95 | 1.05
789 | GRAN61 | 66 | b |  | TRUE | 0.95 | 1.05
790 | LACK61 | 66 | b |  | TRUE | 0.95 | 1.05
791 | THUR61 | 66 | b |  | TRUE | 0.95 | 1.05
792 | HARM61 | 66 | b |  | TRUE | 0.95 | 1.05
793 | EALI61 | 66 | b |  | TRUE | 0.95 | 1.05
794 | GRST61 | 66 | b |  | TRUE | 0.95 | 1.05
795 | IVER61 | 66 | b |  | TRUE | 0.95 | 1.05
796 | NEWX61 | 66 | b |  | TRUE | 0.95 | 1.05
797 | HAWP61 | 66 | b |  | TRUE | 0.95 | 1.05
798 | LODR61 | 66 | b |  | TRUE | 0.95 | 1.05
799 | FERR61 | 66 | b |  | TRUE | 0.95 | 1.05
800 | THOM61 | 66 | b |  | TRUE | 0.95 | 1.05
801 | CAML61 | 66 | b |  | TRUE | 0.95 | 1.05
802 | HACK61 | 66 | b |  | TRUE | 0.95 | 1.05
803 | LODR62 | 66 | b |  | TRUE | 0.95 | 1.05
804 | WISD61 | 66 | b |  | TRUE | 0.95 | 1.05
805 | GRTO61 | 66 | b |  | TRUE | 0.95 | 1.05
806 | WBOL61 | 66 | b |  | TRUE | 0.95 | 1.05
807 | NHYD61 | 66 | b |  | TRUE | 0.95 | 1.05
808 | BLYT61 | 66 | b |  | TRUE | 0.95 | 1.05
809 | NEWX62 | 66 | b |  | TRUE | 0.95 | 1.05
810 | FECK61 | 66 | b |  | TRUE | 0.95 | 1.05
811 | BARW32 | 33 | b |  | TRUE | 0.95 | 1.05
812 | HUMR31 | 33 | b |  | TRUE | 0.95 | 1.05
813 | TREM31 | 33 | b |  | TRUE | 0.95 | 1.05
814 | NORL31 | 33 | b |  | TRUE | 0.95 | 1.05
815 | MACC31 | 33 | b |  | TRUE | 0.95 | 1.05
816 | KEAR31 | 33 | b |  | TRUE | 0.95 | 1.05
817 | OFFE31 | 33 | b |  | TRUE | 0.95 | 1.05
818 | ALDW32 | 33 | b |  | TRUE | 0.95 | 1.05
819 | IMPP31 | 33 | b |  | TRUE | 0.95 | 1.05
820 | WHSO32 | 33 | b |  | TRUE | 0.95 | 1.05
821 | ALST32 | 33 | b |  | TRUE | 0.95 | 1.05
822 | ALST31 | 33 | b |  | TRUE | 0.95 | 1.05
823 | JORD31 | 33 | b |  | TRUE | 0.95 | 1.05
824 | TINP31 | 33 | b |  | TRUE | 0.95 | 1.05
825 | LALE31 | 33 | b |  | TRUE | 0.95 | 1.05
826 | SUND31 | 33 | b |  | TRUE | 0.95 | 1.05
827 | NEEP31 | 33 | b |  | TRUE | 0.95 | 1.05
828 | MILP31 | 33 | b |  | TRUE | 0.95 | 1.05
829 | TEMP31 | 33 | b |  | TRUE | 0.95 | 1.05
830 | WIBA31 | 33 | b |  | TRUE | 0.95 | 1.05
831 | POPP31 | 33 | b |  | TRUE | 0.95 | 1.05
832 | TINP32 | 33 | b |  | TRUE | 0.95 | 1.05
833 | REBR31 | 33 | b |  | TRUE | 0.95 | 1.05
834 | BARW31 | 33 | b |  | TRUE | 0.95 | 1.05
835 | PITS31 | 33 | b |  | TRUE | 0.95 | 1.05
836 | PITS32 | 33 | b |  | TRUE | 0.95 | 1.05
837 | REBR32 | 33 | b |  | TRUE | 0.95 | 1.05
838 | FOUR31 | 33 | b |  | TRUE | 0.95 | 1.05
839 | UPPB31 | 33 | b |  | TRUE | 0.95 | 1.05
840 | OFFE32 | 33 | b |  | TRUE | 0.95 | 1.05
841 | SSHI31 | 33 | b |  | TRUE | 0.95 | 1.05
842 | WHSO31 | 33 | b |  | TRUE | 0.95 | 1.05
843 | ALDW31 | 33 | b |  | TRUE | 0.95 | 1.05
844 | SHEC31 | 33 | b |  | TRUE | 0.95 | 1.05
845 | WTHU31 | 33 | b |  | TRUE | 0.95 | 1.05
846 | WEAV71 | 25 | b |  | TRUE | 0.95 | 1.05
847 | HUTT71 | 25 | b |  | TRUE | 0.95 | 1.05
848 | TYNE51 | 11 | b |  | TRUE | 0.95 | 1.05

## load
| name | bus | p_mw | q_mvar | const_z_percent | const_i_percent | sn_mva | scaling | in_service | type
0 | ABHA4A (Demand) | 199 | 225.5742 | -22.5574 | 0 | 0 |  | 1 | TRUE | wye
1 | ABHA4B (Demand) | 201 | 386.5522 | -38.6552 | 0 | 0 |  | 1 | TRUE | wye
2 | ABTH20 (Demand) | 714 | 84.0777 | -8.4078 | 0 | 0 |  | 1 | TRUE | wye
3 | ALDW20 (Demand) | 843 | 7.1774 | -0.71774 | 0 | 0 |  | 1 | TRUE | wye
4 | ALVE4A (Demand) | 217 | -21.5321 | 2.1532 | 0 | 0 |  | 1 | TRUE | wye
5 | ALVE4B (Demand) | 64 | 19.4814 | -1.9481 | 0 | 0 |  | 1 | TRUE | wye
6 | AMEM4A_EPN (Demand) | 261 | 82.027 | -8.2027 | 0 | 0 |  | 1 | TRUE | wye
7 | AMEM4A_SEP (Demand) | 261 | 15.3801 | -1.538 | 0 | 0 |  | 1 | TRUE | wye
8 | AMEM4B_EPN (Demand) | 188 | 265.5624 | -26.5562 | 0 | 0 |  | 1 | TRUE | wye
9 | AMEM4B_SEP (Demand) | 188 | 153.8006 | -15.3801 | 0 | 0 |  | 1 | TRUE | wye
10 | AXMI40_SEP (Demand) | 657 | 43.0642 | -4.3064 | 0 | 0 |  | 1 | TRUE | wye
11 | AXMI40_WPD (Demand) | 657 | 9.228 | -0.9228 | 0 | 0 |  | 1 | TRUE | wye
12 | BARK20_EPN (Demand) | 697 | 84.0777 | -8.4078 | 0 | 0 |  | 1 | TRUE | wye
13 | BARK20_LPN (Demand) | 697 | 317.8546 | -31.7855 | 0 | 0 |  | 1 | TRUE | wye
14 | BEDD20_LPN (Demand) | 689 | 746.4457 | -74.6446 | 0 | 0 |  | 1 | TRUE | wye
15 | BEDD20_SPN (Demand) | 689 | 16.4054 | -1.6405 | 0 | 0 |  | 1 | TRUE | wye
16 | BESW20 (Demand) | 609 | 33.8361 | -3.3836 | 0 | 0 |  | 1 | TRUE | wye
17 | BICF4A (Demand) | 618 | 98.4324 | -9.8432 | 0 | 0 |  | 1 | TRUE | wye
18 | BICF4B (Demand) | 618 | 8.2027 | -0.82027 | 0 | 0 |  | 1 | TRUE | wye
19 | BIRK20 (Demand) | 552 | 51.2669 | -5.1267 | 0 | 0 |  | 1 | TRUE | wye
20 | BISW20 (Demand) | 665 | 422.439 | -42.2439 | 0 | 0 |  | 1 | TRUE | wye
21 | BLYT20 (Demand) | 808 | 63.5709 | -6.3571 | 0 | 0 |  | 1 | TRUE | wye
22 | BOLN40 (Demand) | 777 | 61.5202 | -6.152 | 0 | 0 |  | 1 | TRUE | wye
23 | BOTW40 (Demand) | 776 | 43.0642 | -4.3064 | 0 | 0 |  | 1 | TRUE | wye
24 | BRAI4A (Demand) | 15 | 35.8868 | -3.5887 | 0 | 0 |  | 1 | TRUE | wye
25 | BRAI4B (Demand) | 148 | -6.152 | 0.6152 | 0 | 0 |  | 1 | TRUE | wye
26 | BRAW20 (Demand) | 673 | 76.9003 | -7.69 | 0 | 0 |  | 1 | TRUE | wye
27 | BRED20 (Demand) | 651 | 50.2415 | -5.0242 | 0 | 0 |  | 1 | TRUE | wye
28 | BRFO40 (Demand) | 731 | 113.8125 | -11.3812 | 0 | 0 |  | 1 | TRUE | wye
29 | BRIM2A_EPN (Demand) | 351 | 155.8513 | -15.5851 | 0 | 0 |  | 1 | TRUE | wye
30 | BRIM2A_LPN (Demand) | 351 | 17.4307 | -1.7431 | 0 | 0 |  | 1 | TRUE | wye
31 | BRIM2B_EPN (Demand) | 507 | 254.2837 | -25.4284 | 0 | 0 |  | 1 | TRUE | wye
32 | BRIM2B_LPN (Demand) | 507 | 147.6486 | -14.7649 | 0 | 0 |  | 1 | TRUE | wye
33 | BRIM2C_EPN (Demand) | 444 | 59.4696 | -5.947 | 0 | 0 |  | 1 | TRUE | wye
34 | BRIM2C_LPN (Demand) | 444 | 220.4475 | -22.0448 | 0 | 0 |  | 1 | TRUE | wye
35 | BRLE40 (Demand) | 772 | 1.0253 | -0.10253 | 0 | 0 |  | 1 | TRUE | wye
36 | BRWA2A (Demand) | 517 | 23.5828 | -2.3583 | 0 | 0 |  | 1 | TRUE | wye
37 | BRWA2B (Demand) | 363 | 19.4814 | -1.9481 | 0 | 0 |  | 1 | TRUE | wye
38 | BULL40 (Demand) | 318 | 131.2432 | -13.1243 | 0 | 0 |  | 1 | TRUE | wye
39 | BURW40 (Demand) | 626 | 298.3732 | -29.8373 | 0 | 0 |  | 1 | TRUE | wye
40 | BUSH20 (Demand) | 638 | 200.9661 | -20.0966 | 0 | 0 |  | 1 | TRUE | wye
41 | BUST20 (Demand) | 769 | 200.9661 | -20.0966 | 0 | 0 |  | 1 | TRUE | wye
42 | CANT40 (Demand) | 678 | 8.2027 | -0.82027 | 0 | 0 |  | 1 | TRUE | wye
43 | CAPE20 (Demand) | 764 | 178.4087 | -17.8409 | 0 | 0 |  | 1 | TRUE | wye
44 | CARE20 (Demand) | 539 | 27.6841 | -2.7684 | 0 | 0 |  | 1 | TRUE | wye
45 | CARR20 (Demand) | 780 | 278.8918 | -27.8892 | 0 | 0 |  | 1 | TRUE | wye
46 | CELL40_SPM (Demand) | 688 | 110.7364 | -11.0736 | 0 | 0 |  | 1 | TRUE | wye
47 | CELL40_WPD (Demand) | 688 | 134.3192 | -13.4319 | 0 | 0 |  | 1 | TRUE | wye
48 | CHIC40 (Demand) | 607 | 109.7111 | -10.9711 | 0 | 0 |  | 1 | TRUE | wye
49 | CHSI20 (Demand) | 742 | 4.1013 | -0.41013 | 0 | 0 |  | 1 | TRUE | wye
50 | CHTE20 (Demand) | 721 | 100.4831 | -10.0483 | 0 | 0 |  | 1 | TRUE | wye
51 | CITR41 (Demand) | 43 | 70.7483 | -7.0748 | 0 | 0 |  | 1 | TRUE | wye
52 | CITR46 (Demand) | 571 | 31.7855 | -3.1785 | 0 | 0 |  | 1 | TRUE | wye
53 | CONQ40 (Demand) | 760 | 532.1501 | -53.215 | 0 | 0 |  | 1 | TRUE | wye
54 | COVE20 (Demand) | 694 | 33.8361 | -3.3836 | 0 | 0 |  | 1 | TRUE | wye
55 | COWL40 (Demand) | 738 | 89.2044 | -8.9204 | 0 | 0 |  | 1 | TRUE | wye
56 | CREB40 (Demand) | 784 | 109.7111 | -10.9711 | 0 | 0 |  | 1 | TRUE | wye
57 | CULJ4A (Demand) | 149 | 312.7279 | -31.2728 | 0 | 0 |  | 1 | TRUE | wye
58 | DIDC40 (Demand) | 157 | 51.2669 | -5.1267 | 0 | 0 |  | 1 | TRUE | wye
59 | DRAK20 (Demand) | 692 | 238.9036 | -23.8904 | 0 | 0 |  | 1 | TRUE | wye
60 | DRAX40 (Demand) | 555 | 109.7111 | -10.9711 | 0 | 0 |  | 1 | TRUE | wye
61 | EALI20 (Demand) | 793 | 89.2044 | -8.9204 | 0 | 0 |  | 1 | TRUE | wye
62 | EASO40 (Demand) | 758 | 10.2534 | -1.0253 | 0 | 0 |  | 1 | TRUE | wye
63 | ECLA40_EME (Demand) | 675 | -10.2534 | 1.0253 | 0 | 0 |  | 1 | TRUE | wye
64 | ECLA40_SEP (Demand) | 675 | 158.9273 | -15.8927 | 0 | 0 |  | 1 | TRUE | wye
65 | ELLA20 (Demand) | 747 | 57.4189 | -5.7419 | 0 | 0 |  | 1 | TRUE | wye
66 | ELST20 (Demand) | 774 | 10.2534 | -1.0253 | 0 | 0 |  | 1 | TRUE | wye
67 | ENDE40 (Demand) | 617 | -10.2534 | 1.0253 | 0 | 0 |  | 1 | TRUE | wye
68 | EXET40 (Demand) | 755 | 37.9375 | -3.7937 | 0 | 0 |  | 1 | TRUE | wye
69 | FAWL40 (Demand) | 680 | 229.6756 | -22.9676 | 0 | 0 |  | 1 | TRUE | wye
70 | FECK20 (Demand) | 810 | 82.027 | -8.2027 | 0 | 0 |  | 1 | TRUE | wye
71 | FECK40 (Demand) | 810 | 315.8039 | -31.5804 | 0 | 0 |  | 1 | TRUE | wye
72 | FERR20_YED (Demand) | 799 | 31.7855 | -3.1785 | 0 | 0 |  | 1 | TRUE | wye
73 | FERR2A_YED (Demand) | 489 | 18.4561 | -1.8456 | 0 | 0 |  | 1 | TRUE | wye
74 | FERR2B_YED (Demand) | 350 | 126.1165 | -12.6117 | 0 | 0 |  | 1 | TRUE | wye
75 | FIDF20_SPM (Demand) | 649 | 21.5321 | -2.1532 | 0 | 0 |  | 1 | TRUE | wye
76 | FLEE40 (Demand) | 589 | 15.3801 | -1.538 | 0 | 0 |  | 1 | TRUE | wye
77 | FOUR20 (Demand) | 838 | 63.5709 | -6.3571 | 0 | 0 |  | 1 | TRUE | wye
78 | FROD2A (Demand) | 716 | 113.8125 | -11.3812 | 0 | 0 |  | 1 | TRUE | wye
79 | FROD2B (Demand) | 716 | 21.5321 | -2.1532 | 0 | 0 |  | 1 | TRUE | wye
80 | FROD40 (Demand) | 716 | 361.9441 | -36.1944 | 0 | 0 |  | 1 | TRUE | wye
81 | GREN40_EME (Demand) | 750 | 19.4814 | -1.9481 | 0 | 0 |  | 1 | TRUE | wye
82 | GREN40_EPN (Demand) | 750 | 33.8361 | -3.3836 | 0 | 0 |  | 1 | TRUE | wye
83 | GRIW40 (Demand) | 710 | 39.9882 | -3.9988 | 0 | 0 |  | 1 | TRUE | wye
84 | HACK2A (Demand) | 422 | 24.6081 | -2.4608 | 0 | 0 |  | 1 | TRUE | wye
85 | HACK2B (Demand) | 515 | 31.7855 | -3.1785 | 0 | 0 |  | 1 | TRUE | wye
86 | HACK40 (Demand) | 802 | 186.6114 | -18.6611 | 0 | 0 |  | 1 | TRUE | wye
87 | HAMH40_EME (Demand) | 670 | 19.4814 | -1.9481 | 0 | 0 |  | 1 | TRUE | wye
88 | HARK20 (Demand) | 662 | 149.6993 | -14.9699 | 0 | 0 |  | 1 | TRUE | wye
89 | HARK40 (Demand) | 662 | 58.4442 | -5.8444 | 0 | 0 |  | 1 | TRUE | wye
90 | HARM20 (Demand) | 792 | 3.076 | -0.3076 | 0 | 0 |  | 1 | TRUE | wye
91 | HAWP20 (Demand) | 797 | 3.076 | -0.3076 | 0 | 0 |  | 1 | TRUE | wye
92 | HEYS40 (Demand) | 570 | 0 | 0 | 0 | 0 |  | 1 | TRUE | wye
93 | HURS20 (Demand) | 679 | 195.8394 | -19.5839 | 0 | 0 |  | 1 | TRUE | wye
94 | HUTT40 (Demand) | 847 | 17.4307 | -1.7431 | 0 | 0 |  | 1 | TRUE | wye
95 | IMPP40 (Demand) | 819 | 46.1402 | -4.614 | 0 | 0 |  | 1 | TRUE | wye
96 | INDQ40 (Demand) | 702 | 37.9375 | -3.7937 | 0 | 0 |  | 1 | TRUE | wye
97 | IROA20_WPDWM (Demand) | 748 | 51.2669 | -5.1267 | 0 | 0 |  | 1 | TRUE | wye
98 | IRON40 (Demand) | 751 | 101.5084 | -10.1508 | 0 | 0 |  | 1 | TRUE | wye
99 | IVER20 (Demand) | 795 | 61.5202 | -6.152 | 0 | 0 |  | 1 | TRUE | wye
100 | JORD20 (Demand) | 823 | 39.9882 | -3.9988 | 0 | 0 |  | 1 | TRUE | wye
101 | KEAD40 (Demand) | 648 | 22.5574 | -2.2557 | 0 | 0 |  | 1 | TRUE | wye
102 | KEAR20 (Demand) | 816 | 22.5574 | -2.2557 | 0 | 0 |  | 1 | TRUE | wye
103 | KEMS40 (Demand) | 706 | 30.7601 | -3.076 | 0 | 0 |  | 1 | TRUE | wye
104 | KENG40 (Demand) | 321 | 200.9661 | -20.0966 | 0 | 0 |  | 1 | TRUE | wye
105 | KIBY20 (Demand) | 561 | 4.1013 | -0.41013 | 0 | 0 |  | 1 | TRUE | wye
106 | KINO40 (Demand) | 594 | 913.5757 | -91.3576 | 0 | 0 |  | 1 | TRUE | wye
107 | KIRK20 (Demand) | 763 | 22.5574 | -2.2557 | 0 | 0 |  | 1 | TRUE | wye
108 | KITW20 (Demand) | 632 | 0 | 0 | 0 | 0 |  | 1 | TRUE | wye
109 | LACK20 (Demand) | 790 | 10.2534 | -1.0253 | 0 | 0 |  | 1 | TRUE | wye
110 | LALE20_SEP (Demand) | 825 | 274.7904 | -27.479 | 0 | 0 |  | 1 | TRUE | wye
111 | LALE20_SPN (Demand) | 825 | 19.4814 | -1.9481 | 0 | 0 |  | 1 | TRUE | wye
112 | LAND4A (Demand) | 663 | 23.5828 | -2.3583 | 0 | 0 |  | 1 | TRUE | wye
113 | LAND4B (Demand) | 663 | 16.4054 | -1.6405 | 0 | 0 |  | 1 | TRUE | wye
114 | LEGA40 (Demand) | 564 | 51.2669 | -5.1267 | 0 | 0 |  | 1 | TRUE | wye
115 | LEIB4A (Demand) | 94 | 24.6081 | -2.4608 | 0 | 0 |  | 1 | TRUE | wye
116 | LEIB4B (Demand) | 179 | 172.2567 | -17.2257 | 0 | 0 |  | 1 | TRUE | wye
117 | LHOR40 (Demand) | 560 | 22.5574 | -2.2557 | 0 | 0 |  | 1 | TRUE | wye
118 | LISD20 (Demand) | 652 | 47.1655 | -4.7166 | 0 | 0 |  | 1 | TRUE | wye
119 | LITT40_LPN (Demand) | 534 | 606.9998 | -60.7 | 0 | 0 |  | 1 | TRUE | wye
120 | LITT40_SPN (Demand) | 534 | 454.2245 | -45.4224 | 0 | 0 |  | 1 | TRUE | wye
121 | LOVE40 (Demand) | 622 | 384.5015 | -38.4502 | 0 | 0 |  | 1 | TRUE | wye
122 | MACC20 (Demand) | 815 | 22.5574 | -2.2557 | 0 | 0 |  | 1 | TRUE | wye
123 | MAGA20 (Demand) | 518 | 450.1231 | -45.0123 | 0 | 0 |  | 1 | TRUE | wye
124 | MANN40 (Demand) | 595 | 231.7263 | -23.1726 | 0 | 0 |  | 1 | TRUE | wye
125 | MELK40_SEP (Demand) | 615 | 30.7601 | -3.076 | 0 | 0 |  | 1 | TRUE | wye
126 | MELK40_WPD (Demand) | 615 | 77.9256 | -7.7926 | 0 | 0 |  | 1 | TRUE | wye
127 | MILH2A_EPN (Demand) | 345 | 82.027 | -8.2027 | 0 | 0 |  | 1 | TRUE | wye
128 | MILH2A_LPN (Demand) | 345 | 105.6098 | -10.561 | 0 | 0 |  | 1 | TRUE | wye
129 | MILH2B_EPN (Demand) | 365 | 322.9813 | -32.2981 | 0 | 0 |  | 1 | TRUE | wye
130 | MILH2B_LPN (Demand) | 365 | 21.5321 | -2.1532 | 0 | 0 |  | 1 | TRUE | wye
131 | MITY40 (Demand) | 580 | 0 | 0 | 0 | 0 |  | 1 | TRUE | wye
132 | NECH20 (Demand) | 727 | 438.8444 | -43.8844 | 0 | 0 |  | 1 | TRUE | wye
133 | NEEP20 (Demand) | 827 | 357.8428 | -35.7843 | 0 | 0 |  | 1 | TRUE | wye
134 | NEWX20 (Demand) | 809 | 19.4814 | -1.9481 | 0 | 0 |  | 1 | TRUE | wye
135 | NFLE40 (Demand) | 592 | 32.8108 | -3.2811 | 0 | 0 |  | 1 | TRUE | wye
136 | NHYD20 (Demand) | 807 | 292.2212 | -29.2221 | 0 | 0 |  | 1 | TRUE | wye
137 | NINF40 (Demand) | 754 | 82.027 | -8.2027 | 0 | 0 |  | 1 | TRUE | wye
138 | NORL2A (Demand) | 364 | 32.8108 | -3.2811 | 0 | 0 |  | 1 | TRUE | wye
139 | NORL2B (Demand) | 425 | 136.3699 | -13.637 | 0 | 0 |  | 1 | TRUE | wye
140 | NORM40 (Demand) | 741 | 33.8361 | -3.3836 | 0 | 0 |  | 1 | TRUE | wye
141 | NORT20 (Demand) | 672 | 235.8276 | -23.5828 | 0 | 0 |  | 1 | TRUE | wye
142 | NURS40 (Demand) | 713 | 184.5607 | -18.4561 | 0 | 0 |  | 1 | TRUE | wye
143 | NURS4A (Demand) | 80 | 153.8006 | -15.3801 | 0 | 0 |  | 1 | TRUE | wye
144 | OCKH20 (Demand) | 640 | 92.2804 | -9.228 | 0 | 0 |  | 1 | TRUE | wye
145 | OFFE20 (Demand) | 840 | 344.5134 | -34.4513 | 0 | 0 |  | 1 | TRUE | wye
146 | OLDB20 (Demand) | 584 | 24.6081 | -2.4608 | 0 | 0 |  | 1 | TRUE | wye
147 | OSBA40 (Demand) | 656 | 10.2534 | -1.0253 | 0 | 0 |  | 1 | TRUE | wye
148 | PADI40 (Demand) | 650 | 111.7618 | -11.1762 | 0 | 0 |  | 1 | TRUE | wye
149 | PAFB4B (Demand) | 233 | 41.0135 | -4.1013 | 0 | 0 |  | 1 | TRUE | wye
150 | PELH40 (Demand) | 664 | 262.4864 | -26.2486 | 0 | 0 |  | 1 | TRUE | wye
151 | PEMB40 (Demand) | 668 | 385.5269 | -38.5527 | 0 | 0 |  | 1 | TRUE | wye
152 | PENN20 (Demand) | 625 | 41.0135 | -4.1013 | 0 | 0 |  | 1 | TRUE | wye
153 | PENT40 (Demand) | 724 | 3.076 | -0.3076 | 0 | 0 |  | 1 | TRUE | wye
154 | PEWO40 (Demand) | 464 | 113.8125 | -11.3812 | 0 | 0 |  | 1 | TRUE | wye
155 | PITS20 (Demand) | 836 | 630.5825 | -63.0583 | 0 | 0 |  | 1 | TRUE | wye
156 | POPP20 (Demand) | 831 | 2.0507 | -0.20507 | 0 | 0 |  | 1 | TRUE | wye
157 | PUDM40 (Demand) | 299 | 264.5371 | -26.4537 | 0 | 0 |  | 1 | TRUE | wye
158 | PYLE20 (Demand) | 756 | 30.7601 | -3.076 | 0 | 0 |  | 1 | TRUE | wye
159 | RAIN20_SPM (Demand) | 661 | 464.4779 | -46.4478 | 0 | 0 |  | 1 | TRUE | wye
160 | RASS40 (Demand) | 598 | 30.7601 | -3.076 | 0 | 0 |  | 1 | TRUE | wye
161 | RATS40 (Demand) | 766 | 120.9898 | -12.099 | 0 | 0 |  | 1 | TRUE | wye
162 | RAYL40 (Demand) | 177 | 561.8849 | -56.1885 | 0 | 0 |  | 1 | TRUE | wye
163 | REBR20 (Demand) | 837 | 19.4814 | -1.9481 | 0 | 0 |  | 1 | TRUE | wye
164 | ROCH20 (Demand) | 767 | 4.1013 | -0.41013 | 0 | 0 |  | 1 | TRUE | wye
165 | ROCK40 (Demand) | 781 | -6.152 | 0.6152 | 0 | 0 |  | 1 | TRUE | wye
166 | RUGE40 (Demand) | 770 | 47.1655 | -4.7166 | 0 | 0 |  | 1 | TRUE | wye
167 | RYEH40 (Demand) | 773 | 33.8361 | -3.3836 | 0 | 0 |  | 1 | TRUE | wye
168 | RYEH4A (Demand) | 205 | 21.5321 | -2.1532 | 0 | 0 |  | 1 | TRUE | wye
169 | SAEN20 (Demand) | 717 | 2.0507 | -0.20507 | 0 | 0 |  | 1 | TRUE | wye
170 | SAFO (Demand) | 577 | -18.4561 | 1.8456 | 0 | 0 |  | 1 | TRUE | wye
171 | SALH20 (Demand) | 623 | 3.076 | -0.3076 | 0 | 0 |  | 1 | TRUE | wye
172 | SEAB40 (Demand) | 604 | 142.5219 | -14.2522 | 0 | 0 |  | 1 | TRUE | wye
173 | SELL40 (Demand) | 686 | 98.4324 | -9.8432 | 0 | 0 |  | 1 | TRUE | wye
174 | SHEC20 (Demand) | 844 | 2.0507 | -0.20507 | 0 | 0 |  | 1 | TRUE | wye
175 | SHRE4A (Demand) | 250 | 47.1655 | -4.7166 | 0 | 0 |  | 1 | TRUE | wye
176 | SJOW20 (Demand) | 745 | 354.7668 | -35.4767 | 0 | 0 |  | 1 | TRUE | wye
177 | SJOW40 (Demand) | 745 | 29.7348 | -2.9735 | 0 | 0 |  | 1 | TRUE | wye
178 | SKLG20 (Demand) | 547 | 553.6822 | -55.3682 | 0 | 0 |  | 1 | TRUE | wye
179 | SMAN20 (Demand) | 752 | 123.0405 | -12.304 | 0 | 0 |  | 1 | TRUE | wye
180 | SPEN4A (Demand) | 703 | 29.7348 | -2.9735 | 0 | 0 |  | 1 | TRUE | wye
181 | SSHI20 (Demand) | 841 | 3.076 | -0.3076 | 0 | 0 |  | 1 | TRUE | wye
182 | STAH4A (Demand) | 0 | 401.9323 | -40.1932 | 0 | 0 |  | 1 | TRUE | wye
183 | STAH4B (Demand) | 285 | 530.0995 | -53.0099 | 0 | 0 |  | 1 | TRUE | wye
184 | STAL20 (Demand) | 687 | 64.5963 | -6.4596 | 0 | 0 |  | 1 | TRUE | wye
185 | STAY40 (Demand) | 209 | 449.0978 | -44.9098 | 0 | 0 |  | 1 | TRUE | wye
186 | STEW20 (Demand) | 417 | 32.8108 | -3.2811 | 0 | 0 |  | 1 | TRUE | wye
187 | STEW2A (Demand) | 417 | 18.4561 | -1.8456 | 0 | 0 |  | 1 | TRUE | wye
188 | SUND40 (Demand) | 826 | 82.027 | -8.2027 | 0 | 0 |  | 1 | TRUE | wye
189 | SWAN20_SWA (Demand) | 743 | -155.8513 | 15.5851 | 0 | 0 |  | 1 | TRUE | wye
190 | TAUN4A (Demand) | 667 | 50.2415 | -5.0242 | 0 | 0 |  | 1 | TRUE | wye
191 | TAUN4B (Demand) | 667 | 16.4054 | -1.6405 | 0 | 0 |  | 1 | TRUE | wye
192 | TEMP2A (Demand) | 829 | 10.2534 | -1.0253 | 0 | 0 |  | 1 | TRUE | wye
193 | TEMP2B (Demand) | 829 | 603.9237 | -60.3924 | 0 | 0 |  | 1 | TRUE | wye
194 | THOM20 (Demand) | 800 | 0 | 0 | 0 | 0 |  | 1 | TRUE | wye
195 | THUR20 (Demand) | 791 | 47.1655 | -4.7166 | 0 | 0 |  | 1 | TRUE | wye
196 | TILB20 (Demand) | 759 | 33.8361 | -3.3836 | 0 | 0 |  | 1 | TRUE | wye
197 | TILB40 (Demand) | 759 | 22.5574 | -2.2557 | 0 | 0 |  | 1 | TRUE | wye
198 | TINP2A (Demand) | 832 | -20.5067 | 2.0507 | 0 | 0 |  | 1 | TRUE | wye
199 | TINP2B (Demand) | 832 | 86.1283 | -8.6128 | 0 | 0 |  | 1 | TRUE | wye
200 | TODP20 (Demand) | 788 | -4.1013 | 0.41013 | 0 | 0 |  | 1 | TRUE | wye
201 | TOTT20 (Demand) | 762 | 35.8868 | -3.5887 | 0 | 0 |  | 1 | TRUE | wye
202 | TRAW20 (Demand) | 785 | 57.4189 | -5.7419 | 0 | 0 |  | 1 | TRUE | wye
203 | TYNE20 (Demand) | 848 | 555.7329 | -55.5733 | 0 | 0 |  | 1 | TRUE | wye
204 | UPPB21 (Demand) | 423 | 27.6841 | -2.7684 | 0 | 0 |  | 1 | TRUE | wye
205 | UPPB22 (Demand) | 326 | 84.0777 | -8.4078 | 0 | 0 |  | 1 | TRUE | wye
206 | USKM20 (Demand) | 590 | 311.7026 | -31.1703 | 0 | 0 |  | 1 | TRUE | wye
207 | WALH40 (Demand) | 270 | 41.0135 | -4.1013 | 0 | 0 |  | 1 | TRUE | wye
208 | WALP40_EME (Demand) | 705 | 15.3801 | -1.538 | 0 | 0 |  | 1 | TRUE | wye
209 | WALP40_EPN (Demand) | 705 | 113.8125 | -11.3812 | 0 | 0 |  | 1 | TRUE | wye
210 | WARL20 (Demand) | 581 | 35.8868 | -3.5887 | 0 | 0 |  | 1 | TRUE | wye
211 | WASF2A (Demand) | 467 | 111.7618 | -11.1762 | 0 | 0 |  | 1 | TRUE | wye
212 | WASF2B (Demand) | 367 | 97.4071 | -9.7407 | 0 | 0 |  | 1 | TRUE | wye
213 | WATS2A (Demand) | 578 | 50.2415 | -5.0242 | 0 | 0 |  | 1 | TRUE | wye
214 | WATS2B (Demand) | 578 | 22.5574 | -2.2557 | 0 | 0 |  | 1 | TRUE | wye
215 | WBOL20 (Demand) | 806 | 73.8243 | -7.3824 | 0 | 0 |  | 1 | TRUE | wye
216 | WBUR40 (Demand) | 775 | 617.2531 | -61.7253 | 0 | 0 |  | 1 | TRUE | wye
217 | WHAM40 (Demand) | 701 | 9.228 | -0.9228 | 0 | 0 |  | 1 | TRUE | wye
218 | WHGA20 (Demand) | 682 | 64.5963 | -6.4596 | 0 | 0 |  | 1 | TRUE | wye
219 | WHSO20 (Demand) | 842 | -4.1013 | 0.41013 | 0 | 0 |  | 1 | TRUE | wye
220 | WIBA20 (Demand) | 830 | 47.1655 | -4.7166 | 0 | 0 |  | 1 | TRUE | wye
221 | WIEN2A (Demand) | 463 | 82.027 | -8.2027 | 0 | 0 |  | 1 | TRUE | wye
222 | WIEN2B (Demand) | 421 | 315.8039 | -31.5804 | 0 | 0 |  | 1 | TRUE | wye
223 | WILE20 (Demand) | 42 | 0 | 0 | 0 | 0 |  | 1 | TRUE | wye
224 | WILE40 (Demand) | 42 | -14.3547 | 1.4355 | 0 | 0 |  | 1 | TRUE | wye
225 | WIMB20 (Demand) | 619 | 16.4054 | -1.6405 | 0 | 0 |  | 1 | TRUE | wye
226 | WISD20_EPN (Demand) | 804 | 42.0388 | -4.2039 | 0 | 0 |  | 1 | TRUE | wye
227 | WISD20_LPN (Demand) | 804 | 42.0388 | -4.2039 | 0 | 0 |  | 1 | TRUE | wye
228 | WISD20_SEP (Demand) | 804 | -11.2787 | 1.1279 | 0 | 0 |  | 1 | TRUE | wye
229 | WMEL20 (Demand) | 761 | 31.7855 | -3.1785 | 0 | 0 |  | 1 | TRUE | wye
230 | WTHU4A (Demand) | 151 | 547.5302 | -54.753 | 0 | 0 |  | 1 | TRUE | wye
231 | WTHU4B (Demand) | 325 | 801.8139 | -80.1814 | 0 | 0 |  | 1 | TRUE | wye
232 | WWEY20 (Demand) | 719 | 100.4831 | -10.0483 | 0 | 0 |  | 1 | TRUE | wye
233 | WYLF40 (Demand) | 690 | 57.4189 | -5.7419 | 0 | 0 |  | 1 | TRUE | wye
234 | WYMO40 (Demand) | 779 | 53.3175 | -5.3318 | 0 | 0 |  | 1 | TRUE | wye

## sgen
| name | bus | p_mw | q_mvar | sn_mva | scaling | in_service | type | current_source | max_p_mw
0 | Viking Link Denmark Interconnector (NATIONAL GRID VIKING LINK LIMITED) | 8 | 1500 | 0 |  | 1 | TRUE | Interconnector | TRUE | 1500
1 | The Superconnection (ASC ENERGY LIMITED) | 53 | 1000 | 0 |  | 1 | TRUE | Interconnector | TRUE | 1000
2 | Aquind Interconnector (AQUIND LIMITED) | 107 | 2000 | 0 |  | 1 | TRUE | Interconnector | TRUE | 2000
3 | Britned (BRITNED DEVELOPMENT LIMITED) | 235 | 1200 | 0 |  | 1 | TRUE | Interconnector | TRUE | 1200
4 | East West Interconnector (EIRGRID INTERCONNECTOR DESIGNATED ACTIVITY COMPANY) | 113 | 505 | 0 |  | 1 | TRUE | Interconnector | TRUE | 505
5 | ElecLink (ELECLINK LIMITED) | 86 | 1000 | 0 |  | 1 | TRUE | Interconnector | TRUE | 1000
6 | FAB Link Interconnector (FAB LINK LIMITED) | 92 | 1250 | 0 |  | 1 | TRUE | Interconnector | TRUE | 1250
7 | Greenlink (GREENLINK INTERCONNECTOR LIMITED) | 156 | 504 | 0 |  | 1 | TRUE | Interconnector | TRUE | 504
8 | IFA Interconnector (NATIONAL GRID INTERCONNECTORS LIMITED) | 86 | 1988 | 0 |  | 1 | TRUE | Interconnector | TRUE | 1988
9 | IFA2 Interconnector (NATIONAL GRID IFA 2 LIMITED) | 282 | 1100 | 0 |  | 1 | TRUE | Interconnector | TRUE | 1100
10 | Isle of Man Interconnector (MANX UTILITIES) | 339 | 74 | 0 |  | 1 | TRUE | Interconnector | TRUE | 74
11 | Continental Link (NATIONAL GRID INTERCONNECTOR HOLDINGS LIMITED) | 53 | 1800 | 0 |  | 1 | TRUE | Interconnector | TRUE | 1800
12 | Lion (EuroLink) (NATIONAL GRID INTERCONNECTOR HOLDINGS LIMITED) | 48 | 1600 | 0 |  | 1 | TRUE | Interconnector | TRUE | 1600
13 | NeuConnect Interconnector (NEUCONNECT BRITAIN LTD) | 90 | 1400 | 0 |  | 1 | TRUE | Interconnector | TRUE | 1400
14 | MARES (MARESCONNECT LIMITED) | 298 | 750 | 0 |  | 1 | TRUE | Interconnector | TRUE | 750
15 | NS Link (NATIONAL GRID NORTH SEA LINK LIMITED) | 314 | 1400 | 0 |  | 1 | TRUE | Interconnector | TRUE | 1400
16 | Nautilus (NATIONAL GRID INTERCONNECTOR HOLDINGS LIMITED) | 95 | 1500 | 0 |  | 1 | TRUE | Interconnector | TRUE | 1500
17 | Nemo Link (NEMO LINK LIMITED) | 164 | 1020 | 0 |  | 1 | TRUE | Interconnector | TRUE | 1020
18 | Kulizumboo Interconnector (KULIZUMBOO LIMITED) | 152 | 700 | 0 |  | 1 | TRUE | Interconnector | TRUE | 700
19 | East Anglia One North (EAST ANGLIA ONE LIMITED) | 48 | 122.3 | 0 |  | 1 | TRUE | Wind | TRUE | 860
20 | East Anglia One (EAST ANGLIA ONE LIMITED) | 48 | 96.7 | 0 |  | 1 | TRUE | Wind | TRUE | 680
21 | Dudgeon Offshore Wind Farm (DUDGEON OFFSHORE WIND LIMITED) | 97 | 56.9 | 0 |  | 1 | TRUE | Wind | TRUE | 400
22 | Merlin Offshore Wind Farm (OFFSHORE WIND LIMITED) | 64 | 42.7 | 0 |  | 1 | TRUE | Wind | TRUE | 300
23 | Dogger Bank Project C (DOGGERBANK OFFSHORE WIND FARM PROJECT 3 PROJCO LIMITED) | 286 | 170.7 | 0 |  | 1 | TRUE | Wind | TRUE | 1200
24 | Dogger Bank Project A (DOGGERBANK OFFSHORE WIND FARM PROJECT 1 PROJCO LIMITED) | 53 | 170.7 | 0 |  | 1 | TRUE | Wind | TRUE | 1200
25 | Dogger Bank Project 4 (Dogger Bank B) (DOGGERBANK OFFSHORE WIND FARM PROJECT 2 PROJCO LIMITED) | 53 | 170.7 | 0 |  | 1 | TRUE | Wind | TRUE | 1200
26 | Ormonde Offshore Wind Farm (ORMONDE ENERGY LIMITED) | 570 | 21.3 | 0 |  | 1 | TRUE | Wind | TRUE | 150
27 | Peak Gen Makro Exeter (PEAK GEN POWER 14 LIMITED) | 755 | 2.8 | 0 |  | 1 | TRUE | Other | TRUE | 20
28 | Rampion Offshore Wind Farm (RAMPION OFFSHORE WIND LIMITED) | 259 | 56.9 | 0 |  | 1 | TRUE | Wind | TRUE | 400
29 | Rampion Extension Offshore Wind Farm (RAMPION EXTENSION DEVELOPMENT LIMITED) | 259 | 170.7 | 0 |  | 1 | TRUE | Wind | TRUE | 1200
30 | Robin Rigg East Offshore Wind Farm (RWE RENEWABLES UK ROBIN RIGG EAST LIMITED) | 659 | 12.2 | 0 |  | 1 | TRUE | Wind | TRUE | 86
31 | Robin Rigg West Offshore Wind Farm (RWE RENEWABLES UK ROBIN RIGG WEST LIMITED) | 659 | 13.1 | 0 |  | 1 | TRUE | Wind | TRUE | 92
32 | Codling Park Wind Farm (CODLING WIND PARK III LIMITED) | 293 | 142.3 | 0 |  | 1 | TRUE | Wind | TRUE | 1000
33 | Sheringham Shoal Offshore Wind Farm (SCIRA OFFSHORE ENERGY LIMITED) | 537 | 44.8 | 0 |  | 1 | TRUE | Wind | TRUE | 315
34 | East Anglia Three *Stage: 1.0* (EAST ANGLIA THREE LIMITED) | 222 | 170.7 | 0 |  | 1 | TRUE | Wind | TRUE | 1200
35 | Sellindge Grid Stability Services (SELLINDGE GRID SERVICES LIMITED) | 86 | 0 | 0 |  | 1 | TRUE | Other | TRUE | 0
36 | Cilfynydd Grid Stability Services (WP GRID SERVICES 18 LIMITED) | 137 | 0 | 0 |  | 1 | TRUE | Other | TRUE | 0
37 | Scira-Dudgeon Extension *Stage: 1.0* (EQUINOR NEW ENERGY LIMITED) | 169 | 102.3 | 0 |  | 1 | TRUE | Wind | TRUE | 719
38 | Gwynt Y Mor Offshore Wind Farm (GWYNT Y MOR OFFSHORE WIND FARM LIMITED) | 298 | 81.7 | 0 |  | 1 | TRUE | Wind | TRUE | 574
39 | East Anglia Three *Stage: 2.0* (EAST ANGLIA THREE LIMITED) | 222 | 14.2 | 0 |  | 1 | TRUE | Wind | TRUE | 100
40 | Hornsea Power Station 4 *Stage: 2.0* (ORSTED HORNSEA PROJECT FOUR LIMITED) | 53 | 156.5 | 0 |  | 1 | TRUE | Wind | TRUE | 1100
41 | London Array Offshore Wind Farm (LONDON ARRAY LIMITED) | 143 | 89.6 | 0 |  | 1 | TRUE | Wind | TRUE | 630
42 | Gunfleet Sands Offshore Wind Farm (GUNFLEET SANDS LIMITED) | 616 | 14.2 | 0 |  | 1 | TRUE | Wind | TRUE | 99.9
43 | Gunfleet Sands II Offshore Wind Farm (Gunfleet Sands II Ltd) | 616 | 9.1 | 0 |  | 1 | TRUE | Wind | TRUE | 64
44 | Hornsea Power Station 1A (HORNSEA 1 LIMITED) | 118 | 56.9 | 0 |  | 1 | TRUE | Wind | TRUE | 400
45 | Hornsea Power Station 1B (HORNSEA 1 LIMITED) | 118 | 56.9 | 0 |  | 1 | TRUE | Wind | TRUE | 400
46 | Greater Gabbard Offshore Wind Farm (GREATER GABBARD OFFSHORE WINDS LIMITED) | 606 | 71.1 | 0 |  | 1 | TRUE | Wind | TRUE | 500
47 | Hornsea Power Station 1C (HORNSEA 1 LIMITED) | 118 | 56.9 | 0 |  | 1 | TRUE | Wind | TRUE | 400
48 | Hornsea Power Station 2A (BREESEA LIMITED) | 118 | 62.6 | 0 |  | 1 | TRUE | Wind | TRUE | 440
49 | Hornsea Power Station 2B (SOUNDMARK WIND LIMITED) | 118 | 62.6 | 0 |  | 1 | TRUE | Wind | TRUE | 440
50 | Hornsea Power Station 2C (SONNINGMAY WIND LIMITED) | 118 | 62.6 | 0 |  | 1 | TRUE | Wind | TRUE | 440
51 | Hornsea Power Station 3 *Stage: 1.0* (ORSTED HORNSEA PROJECT THREE (UK) LIMITED) | 169 | 320.1 | 0 |  | 1 | TRUE | Wind | TRUE | 2250
52 | Hornsea Power Station 3 *Stage: 2.0* (ORSTED HORNSEA PROJECT THREE (UK) LIMITED) | 169 | 106.7 | 0 |  | 1 | TRUE | Wind | TRUE | 750
53 | Galloper Wind Farm (GALLOPER WIND FARM LIMITED) | 606 | 49.5 | 0 |  | 1 | TRUE | Wind | TRUE | 348
54 | Hornsea Power Station 4 *Stage: 1.0* (ORSTED HORNSEA PROJECT FOUR LIMITED) | 53 | 213.4 | 0 |  | 1 | TRUE | Wind | TRUE | 1500
55 | Sofia Offshore Wind Farm *Stage: 1.0* (SOFIA OFFSHORE WIND FARM LIMITED) | 53 | 18.8 | 0 |  | 1 | TRUE | Wind | TRUE | 132
56 | Humber Gateway Offshore Wind Farm (RWE RENEWABLES UK HUMBER WIND LIMITED) | 346 | 31.3 | 0 |  | 1 | TRUE | Wind | TRUE | 220
57 | Icewind Hinkley Point (Hecate Offshore Wind Limited) | 75 | 142.3 | 0 |  | 1 | TRUE | Wind | TRUE | 1000
58 | Lincs Offshore Wind Farm (LINCS WIND FARM LIMITED) | 36 | 37.7 | 0 |  | 1 | TRUE | Wind | TRUE | 265
59 | Erebus (BLUE GEM WIND LIMITED) | 668 | 12.9 | 0 |  | 1 | TRUE | Wind | TRUE | 91
60 | Lister Drive 275kV (LISTER DRIVE SOLUTIONS LIMITED) | 405 | 0 | 0 |  | 1 | TRUE | Other | TRUE | 0
61 | East Anglia Two (EAST ANGLIA TWO LIMITED) | 48 | 122.3 | 0 |  | 1 | TRUE | Wind | TRUE | 860
62 | Sofia Offshore Wind Farm *Stage: 2.0* (SOFIA OFFSHORE WIND FARM LIMITED) | 53 | 169 | 0 |  | 1 | TRUE | Wind | TRUE | 1188
63 | Race Bank Wind Farm (RACE BANK WIND FARM LIMITED) | 36 | 80.4 | 0 |  | 1 | TRUE | Wind | TRUE | 565
64 | Triton Knoll Offshore Wind Farm (TRITON KNOLL OFFSHORE WIND FARM LIMITED) | 8 | 117.2 | 0 |  | 1 | TRUE | Wind | TRUE | 824
65 | Thanet Offshore Wind Farm (THANET OFFSHORE WIND LIMITED) | 715 | 42.7 | 0 |  | 1 | TRUE | Wind | TRUE | 300
66 | TINZ Nene 4 (Richborough) (TINZ PROGRAMME 3 PROJECTCO 4 LIMITED) | 164 | 0 | 0 |  | 1 | TRUE | Other | TRUE | 0
67 | TINZ Project Nene 1 (Landulph) (TINZ PROGRAMME 3 PROJECTCO 1 LIMITED) | 56 | 0.1 | 0 |  | 1 | TRUE | Other | TRUE | 1
68 | Vanguard (NORFOLK VANGUARD LIMITED) | 97 | 187.8 | 0 |  | 1 | TRUE | Wind | TRUE | 1320
69 | Burbo Bank Extension Offshore Wind Farm (BURBO EXTENSION LTD) | 298 | 36.7 | 0 |  | 1 | TRUE | Wind | TRUE | 258
70 | Tamar-Richborough (TI PROJECTCO 2 LIMITED) | 164 | 0 | 0 |  | 1 | TRUE | Other | TRUE | 0
71 | Vanguard East *Stage: 1.0* (Norfolk Vanguard East Ltd) | 97 | 56.9 | 0 |  | 1 | TRUE | Wind | TRUE | 400
72 | Tamar-Landulph (TI PROJECTCO 1 LIMITED) | 56 | 0 | 0 |  | 1 | TRUE | Other | TRUE | 0
73 | Vanguard East *Stage: 2.0* (Norfolk Vanguard East Ltd) | 97 | 130.9 | 0 |  | 1 | TRUE | Wind | TRUE | 920
74 | Walney 3 Offshore Wind Farm (WALNEY EXTENSION LIMITED) | 71 | 46.9 | 0 |  | 1 | TRUE | Wind | TRUE | 330
75 | Walney 4 Offshore Wind Farm (WALNEY EXTENSION LIMITED) | 71 | 46.9 | 0 |  | 1 | TRUE | Wind | TRUE | 330
76 | Tamar-Hartmoor (TI PROJECTCO 3 LIMITED) | 473 | 0 | 0 |  | 1 | TRUE | Other | TRUE | 0
77 | Walney II Offshore Wind Farm (WALNEY (UK) OFFSHORE WINDFARMS LIMITED) | 71 | 25.9 | 0 |  | 1 | TRUE | Wind | TRUE | 182
78 | Swansea Greener Grid Park - Connection 2 (Swansea Grid Solutions Limited) | 74 | 0 | 0 |  | 1 | TRUE | BESS / Energy Park | TRUE | 0
79 | Alverdiscott (XLINKS 1 LTD) | 64 | 256.1 | 0 |  | 1 | TRUE | Wind | TRUE | 1800
80 | Walpole Grid Services Facility (Conrad (Walpole) Limited) | 36 | 0 | 0 |  | 1 | TRUE | Other | TRUE | 0
81 | Westermost Rough Offshore Wind Farm (WESTERMOST ROUGH LIMITED) | 346 | 29.4 | 0 |  | 1 | TRUE | Wind | TRUE | 206.5
82 | West of Duddon Sands Offshore Wind Farm (MORECAMBE WIND LIMITED) | 218 | 54.3 | 0 |  | 1 | TRUE | Wind | TRUE | 382
83 | Barrow Offshore Wind Farm (BARROW OFFSHORE WIND LIMITED) | 659 | 12.8 | 0 |  | 1 | TRUE | Wind | TRUE | 90
84 | Awel Y Mor Extension *Stage: 2.0* (AWEL Y MOR OFFSHORE WIND FARM LIMITED) | 298 | 74.8 | 0 |  | 1 | TRUE | Wind | TRUE | 526
85 | Awel Y Mor Extension *Stage: 1.0* (AWEL Y MOR OFFSHORE WIND FARM LIMITED) | 298 | 81.7 | 0 |  | 1 | TRUE | Wind | TRUE | 574
86 | Walney I Offshore Wind Farm (WALNEY (UK) OFFSHORE WINDFARMS LIMITED) | 71 | 25.9 | 0 |  | 1 | TRUE | Wind | TRUE | 182
87 | Menter Mon Morlais Anglesey Marine Energy *Stage: 1.0* (MENTER MON CYF) | 729 | 0 | 0 |  | 1 | TRUE | Hydro/Pump/Tidal | TRUE | 40
88 | Port of Mostyn (MOSTYN SEAPOWER LIMITED) | 113 | 0 | 0 |  | 1 | TRUE | Hydro/Pump/Tidal | TRUE | 210
89 | Dolgarrog (RWE GENERATION UK PLC) | 724 | 0 | 0 |  | 1 | TRUE | Hydro/Pump/Tidal | TRUE | 39
90 | Cwm Dyli (RWE GENERATION UK PLC) | 361 | 0 | 0 |  | 1 | TRUE | Hydro/Pump/Tidal | TRUE | 10
91 | Hinkley Point B (EDF ENERGY NUCLEAR GENERATION LIMITED) | 75 | 0 | 0 |  | 1 | TRUE | Nuclear | TRUE | 1061
92 | Hinkley Point C *Stage: 2.0* (EDF ENERGY NUCLEAR GENERATION LIMITED) | 75 | 0 | 0 |  | 1 | TRUE | Nuclear | TRUE | 1670
93 | Heysham Power Station (EDF ENERGY NUCLEAR GENERATION LIMITED) | 570 | 0 | 0 |  | 1 | TRUE | Nuclear | TRUE | 2388
94 | Hinkley Point C *Stage: 1.0* (EDF ENERGY NUCLEAR GENERATION LIMITED) | 75 | 0 | 0 |  | 1 | TRUE | Nuclear | TRUE | 1670
95 | Hartlepool (EDF ENERGY NUCLEAR GENERATION LIMITED) | 370 | 0 | 0 |  | 1 | TRUE | Nuclear | TRUE | 1207
96 | Sizewell B (EDF ENERGY NUCLEAR GENERATION LIMITED) | 601 | 0 | 0 |  | 1 | TRUE | Nuclear | TRUE | 1230
97 | Moelfre Energy Park (MOELFRE ENERGY PARK LIMITED) | 298 | 0 | 0 |  | 1 | TRUE | Wind | TRUE | 158.4
98 | Little Hill (BRYN GILWERN ENERGY PARK LIMITED) | 74 | 0 | 0 |  | 1 | TRUE | Wind | TRUE | 74.9
99 | BlaenCothi Energy Park (BLAENCOTHI ENERGY PARK LIMITED) | 74 | 0 | 0 |  | 1 | TRUE | Wind | TRUE | 145
100 | Goole Fields Wind Farm (RWE RENEWABLES UK SWINDON LIMITED) | 150 | 0 | 0 |  | 1 | TRUE | Wind | TRUE | 32
101 | Twyn Hywel Cillfynydd (Twyn Hywel Energy Park Ltd) | 137 | 0 | 0 |  | 1 | TRUE | Wind | TRUE | 160
102 | Lan Fawr Energy Park (LAN FAWR ENERGY PARK LIMITED) | 74 | 0 | 0 |  | 1 | TRUE | Wind | TRUE | 246.4
103 | Tarenni (TARENNI ENERGY PARK LIMITED) | 55 | 0 | 0 |  | 1 | TRUE | Wind | TRUE | 188
104 | Nant Aman (NANT AMAN ENERGY PARK LIMITED) | 55 | 0 | 0 |  | 1 | TRUE | Wind | TRUE | 143
105 | Nant Ceiment Energy Park (NANT CEIMENT ENERGY PARK LIMITED) | 74 | 0 | 0 |  | 1 | TRUE | Wind | TRUE | 88.4
106 | Builth Wells (ABEREDW ENERGY PARK LIMITED) | 74 | 0 | 0 |  | 1 | TRUE | Wind | TRUE | 133
107 | Fron Goch (NANT MITHIL ENERGY PARK LIMITED) | 74 | 0 | 0 |  | 1 | TRUE | Wind | TRUE | 252.7
108 | Eppynt Common (GARREG FAWR ENERGY PARK LIMITED) | 74 | 0 | 0 |  | 1 | TRUE | Wind | TRUE | 189.5
109 | Pen Y Cymoedd Wind Farm (PEN Y CYMOEDD WIND FARM LIMITED) | 55 | 0 | 0 |  | 1 | TRUE | Wind | TRUE | 228
110 | Bryn Glas Energy Park (Bryn Glas Energy Park Limited) | 74 | 0 | 0 |  | 1 | TRUE | Wind | TRUE | 159
111 | Gwynt Alwen WF (WIND 2 LIMITED) | 785 | 0 | 0 |  | 1 | TRUE | Wind | TRUE | 108
112 | Chatterley (CONRAD (CHATTERLEY) LIMITED) | 536 | 0 | 0 |  | 1 | TRUE | CCGT/CHP/Biomass | TRUE | 20
113 | CPG Power (ESB ASSET DEVELOPMENT UK LIMITED) | 1 | 0 | 0 |  | 1 | TRUE | CCGT/CHP/Biomass | TRUE | 49.9
114 | Grain North Power Station (GRAIN NORTH POWER LIMITED) | 634 | 0 | 0 |  | 1 | TRUE | CCGT/CHP/Biomass | TRUE | 49.99
115 | Grain South Power Station (Grain South Power Limited) | 634 | 0 | 0 |  | 1 | TRUE | CCGT/CHP/Biomass | TRUE | 49.99
116 | Peak Gen Fareham (PEAK GEN POWER 13 LIMITED) | 713 | 0 | 0 |  | 1 | TRUE | CCGT/CHP/Biomass | TRUE | 21
117 | Peak Gen Llandarcy (PEAK GEN POWER 5 LIMITED) | 74 | 0 | 0 |  | 1 | TRUE | CCGT/CHP/Biomass | TRUE | 21
118 | VPI Immingham B OCGT (VPI IMMINGHAM B LIMITED) | 308 | 0 | 0 |  | 1 | TRUE | CCGT/CHP/Biomass | TRUE | 299
119 | Peak Gen Southampton (W4B RENEWABLE ENERGY LIMITED) | 713 | 0 | 0 |  | 1 | TRUE | CCGT/CHP/Biomass | TRUE | 24
120 | Middlewich BEGA (CONRAD (MIDDLEWICH) LIMITED) | 568 | 0 | 0 |  | 1 | TRUE | CCGT/CHP/Biomass | TRUE | 20
121 | Kirkby *Stage: 1.0* (HD001KIR LTD) | 523 | 0 | 0 |  | 1 | TRUE | CCGT/CHP/Biomass | TRUE | 49.9
122 | Drax (Biomass) (DRAX POWER LIMITED) | 150 | 0 | 0 |  | 1 | TRUE | CCGT/CHP/Biomass | TRUE | 1905
123 | Glanford (EPR GLANFORD LIMITED) | 648 | 0 | 0 |  | 1 | TRUE | CCGT/CHP/Biomass | TRUE | 15
124 | Holyhead *Stage: 1.0* (Recell Energy Bloom Developments Limited) | 729 | 0 | 0 |  | 1 | TRUE | CCGT/CHP/Biomass | TRUE | 150
125 | Burwell (ENERGY POWER RESOURCES LIMITED) | 626 | 0 | 0 |  | 1 | TRUE | CCGT/CHP/Biomass | TRUE | 38
126 | Tilbury (TILBURY GREEN POWER LIMITED) | 567 | 0 | 0 |  | 1 | TRUE | CCGT/CHP/Biomass | TRUE | 43
127 | Thetford (EPR THETFORD LIMITED) | 222 | 0 | 0 |  | 1 | TRUE | CCGT/CHP/Biomass | TRUE | 41
128 | Tees Renewable Energy Plant (MGT TEESSIDE LIMITED) | 338 | 0 | 0 |  | 1 | TRUE | CCGT/CHP/Biomass | TRUE | 285
129 | Holyhead *Stage: 2.0* (Recell Energy Bloom Developments Limited) | 729 | 0 | 0 |  | 1 | TRUE | CCGT/CHP/Biomass | TRUE | 60
130 | Lynemouth Power Station (LYNEMOUTH POWER LIMITED) | 563 | 0 | 0 |  | 1 | TRUE | CCGT/CHP/Biomass | TRUE | 396
131 | Huntworth (UK POWER RESERVE LIMITED) | 667 | 0 | 0 |  | 1 | TRUE | CCGT/CHP/Biomass | TRUE | 10
132 | Water Lane (VIRIDIS 178 LIMITED) | 755 | 0 | 0 |  | 1 | TRUE | CCGT/CHP/Biomass | TRUE | 20.88
133 | West Burton B (WEST BURTON B LIMITED) | 20 | 0 | 0 |  | 1 | TRUE | CCGT/CHP/Biomass | TRUE | 1333
134 | Sevington (UK POWER RESERVE LIMITED) | 575 | 0 | 0 |  | 1 | TRUE | CCGT/CHP/Biomass | TRUE | 10
135 | Severn Power (SEVERN POWER LIMITED) | 360 | 0 | 0 |  | 1 | TRUE | CCGT/CHP/Biomass | TRUE | 850
136 | Plymouth Rock (VIRIDIS 178 LIMITED) | 663 | 0 | 0 |  | 1 | TRUE | CCGT/CHP/Biomass | TRUE | 15.08
137 | SHBEC (EP SHB LIMITED) | 81 | 0 | 0 |  | 1 | TRUE | Other | TRUE | 83
138 | Derwent (UK UTILITY RESERVE LIMITED)_2 | 630 | 0 | 0 |  | 1 | TRUE | CCGT/CHP/Biomass | TRUE | 162
139 | Immingham (VPI IMMINGHAM LLP)_2 | 308 | 0 | 0 |  | 1 | TRUE | CCGT/CHP/Biomass | TRUE | 50
140 | Keadby (KEADBY GENERATION LIMITED)_2 | 39 | 0 | 0 |  | 1 | TRUE | CCGT/CHP/Biomass | TRUE | 155
141 | Medway Power Station (MEDWAY POWER LIMITED)_2 | 235 | 0 | 0 |  | 1 | TRUE | CCGT/CHP/Biomass | TRUE | 175
142 | Sellafield (NUCLEAR DECOMMISSIONING AUTHORITY) | 730 | 0 | 0 |  | 1 | TRUE | Nuclear | TRUE | 155
143 | Sutton Bridge (SUTTON BRIDGE POWER GENERATION) | 36 | 0 | 0 |  | 1 | TRUE | CCGT/CHP/Biomass | TRUE | 850
144 | Hirwaun Power Station (HIRWAUN POWER LIMITED) | 55 | 0 | 0 |  | 1 | TRUE | CCGT/CHP/Biomass | TRUE | 299
145 | Shoreham (VPI POWER LIMITED) | 259 | 0 | 0 |  | 1 | TRUE | CCGT/CHP/Biomass | TRUE | 420
146 | Shoreham *Stage: 1.0* (VPI POWER LIMITED) | 259 | 0 | 0 |  | 1 | TRUE | CCGT/CHP/Biomass | TRUE | 460
147 | Shoreham *Stage: 2.0* (VPI POWER LIMITED) | 259 | 0 | 0 |  | 1 | TRUE | CCGT/CHP/Biomass | TRUE | -40
148 | Staythorpe C (RWE GENERATION UK PLC) | 102 | 0 | 0 |  | 1 | TRUE | CCGT/CHP/Biomass | TRUE | 1752
149 | Spalding (SPALDING ENERGY COMPANY LTD) | 121 | 0 | 0 |  | 1 | TRUE | CCGT/CHP/Biomass | TRUE | 950
150 | Wilton (SEMBCORP UTILITIES (UK) LIMITED) | 525 | 0 | 0 |  | 1 | TRUE | CCGT/CHP/Biomass | TRUE | 141
151 | Immingham (VPI IMMINGHAM LLP) | 308 | 0 | 0 |  | 1 | TRUE | CCGT/CHP/Biomass | TRUE | 1218
152 | Langage (EP LANGAGE LIMITED) | 28 | 0 | 0 |  | 1 | TRUE | CCGT/CHP/Biomass | TRUE | 905
153 | JG Pears *Stage: 1.0* (JG PEARS GRID CONNECTION LIMITED) | 327 | 0 | 0 |  | 1 | TRUE | CCGT/CHP/Biomass | TRUE | 13
154 | Plymouth Main (VIRIDIS 178 LIMITED) | 663 | 0 | 0 |  | 1 | TRUE | CCGT/CHP/Biomass | TRUE | 25.52
155 | Powersite @ Drakelow (POWERSITE LTD) | 253 | 0 | 0 |  | 1 | TRUE | CCGT/CHP/Biomass | TRUE | 380
156 | Peterborough (RIVER NENE POWER LIMITED) | 705 | 0 | 0 |  | 1 | TRUE | CCGT/CHP/Biomass | TRUE | 245
157 | Pembroke Power Station (RWE GENERATION UK PLC) | 156 | 0 | 0 |  | 1 | TRUE | CCGT/CHP/Biomass | TRUE | 2199
158 | Norwich (ASHGREEN ENERGY FARM LIMITED) | 537 | 0 | 0 |  | 1 | TRUE | CCGT/CHP/Biomass | TRUE | 49.5
159 | North Killingholme Power Project (C.GEN KILLINGHOLME LIMITED) | 118 | 0 | 0 |  | 1 | TRUE | CCGT/CHP/Biomass | TRUE | 540
160 | Net Zero Teesside Power Project (NET ZERO TEESSIDE POWER LIMITED) | 337 | 0 | 0 |  | 1 | TRUE | CCGT/CHP/Biomass | TRUE | 860
161 | Taylors Lane (UNIPER UK LIMITED) | 612 | 0 | 0 |  | 1 | TRUE | CCGT/CHP/Biomass | TRUE | 140
162 | Millbrook Power (MILLBROOK POWER LIMITED) | 46 | 0 | 0 |  | 1 | TRUE | CCGT/CHP/Biomass | TRUE | 299
163 | Ratcliffe EMERGE (UNIPER UK LIMITED) | 591 | 0 | 0 |  | 1 | TRUE | Other | TRUE | 49.9
164 | Redditch (CINERGY GLOBAL POWER (UK) LIMITED) | 810 | 0 | 0 |  | 1 | TRUE | CCGT/CHP/Biomass | TRUE | 29
165 | Trafford Power *Stage: 1.0* (WAINSTONES ENERGY LIMITED) | 1 | 0 | 0 |  | 1 | TRUE | CCGT/CHP/Biomass | TRUE | 1040
166 | South Humber Bank (EP SHB LIMITED) | 81 | 0 | 0 |  | 1 | TRUE | CCGT/CHP/Biomass | TRUE | 1365
167 | Redfield Road A (VIRIDIS 178 LIMITED) | 591 | 0 | 0 |  | 1 | TRUE | CCGT/CHP/Biomass | TRUE | 20.88
168 | Indian Queens (INDIAN QUEENS POWER LIMITED) | 175 | 0 | 0 |  | 1 | TRUE | CCGT/CHP/Biomass | TRUE | 140
169 | Rocksavage (ROCKSAVAGE POWER COMPANY LTD) | 146 | 0 | 0 |  | 1 | TRUE | CCGT/CHP/Biomass | TRUE | 810
170 | Marchwood (MARCHWOOD POWER LIMITED) | 211 | 0 | 0 |  | 1 | TRUE | CCGT/CHP/Biomass | TRUE | 920
171 | Lynes Common (RWE COGEN UK (HYTHE) LIMITED) | 77 | 0 | 0 |  | 1 | TRUE | CCGT/CHP/Biomass | TRUE | 49.9
172 | Rye House (VPI POWER LIMITED) | 603 | 0 | 0 |  | 1 | TRUE | CCGT/CHP/Biomass | TRUE | 715
173 | Little Barford (RWE GENERATION UK PLC) | 37 | 0 | 0 |  | 1 | TRUE | CCGT/CHP/Biomass | TRUE | 740
174 | Saltend (Saltend Cogeneration Company Ltd) | 411 | 0 | 0 |  | 1 | TRUE | CCGT/CHP/Biomass | TRUE | 1100
175 | Seabank (SEABANK POWER LIMITED) | 47 | 0 | 0 |  | 1 | TRUE | CCGT/CHP/Biomass | TRUE | 1234
176 | Kings Lynn A (RWE GENERATION UK PLC) | 705 | 0 | 0 |  | 1 | TRUE | CCGT/CHP/Biomass | TRUE | 395
177 | Killingholme *Stage: 2.0* (UNIPER UK LIMITED) | 118 | 0 | 0 |  | 1 | TRUE | CCGT/CHP/Biomass | TRUE | 19
178 | Killingholme *Stage: 1.0* (UNIPER UK LIMITED) | 118 | 0 | 0 |  | 1 | TRUE | CCGT/CHP/Biomass | TRUE | 600
179 | Kemsley (GROVEHURST ENERGY LIMITED) | 706 | 0 | 0 |  | 1 | TRUE | CCGT/CHP/Biomass | TRUE | 35.8
180 | Keadby II (KEADBY GENERATION LIMITED) | 39 | 0 | 0 |  | 1 | TRUE | CCGT/CHP/Biomass | TRUE | 893
181 | Keadby 3 (KEADBY GENERATION LIMITED) | 39 | 0 | 0 |  | 1 | TRUE | CCGT/CHP/Biomass | TRUE | 910
182 | Keadby (KEADBY GENERATION LIMITED) | 39 | 0 | 0 |  | 1 | TRUE | CCGT/CHP/Biomass | TRUE | 755
183 | JG Pears *Stage: 2.0* (JG PEARS GRID CONNECTION LIMITED) | 327 | 0 | 0 |  | 1 | TRUE | CCGT/CHP/Biomass | TRUE | 17
184 | Medway Power Station (MEDWAY POWER LIMITED) | 235 | 0 | 0 |  | 1 | TRUE | CCGT/CHP/Biomass | TRUE | 735
185 | Solutia (UK POWER RESERVE LIMITED) | 543 | 0 | 0 |  | 1 | TRUE | CCGT/CHP/Biomass | TRUE | 10
186 | Abedare (UK POWER RESERVE LIMITED) | 700 | 0 | 0 |  | 1 | TRUE | CCGT/CHP/Biomass | TRUE | 10
187 | Corby (CORBY POWER LIMITED) | 566 | 0 | 0 |  | 1 | TRUE | CCGT/CHP/Biomass | TRUE | 401
188 | Carrington Power Station (CARRINGTON POWER LIMITED) | 568 | 0 | 0 |  | 1 | TRUE | CCGT/CHP/Biomass | TRUE | 910
189 | CDCL (UNIPER UK LIMITED) | 27 | 0 | 0 |  | 1 | TRUE | CCGT/CHP/Biomass | TRUE | 445
190 | Damhead Creek (VPI POWER LIMITED) | 594 | 0 | 0 |  | 1 | TRUE | CCGT/CHP/Biomass | TRUE | 812
191 | Beech Street/City Road (CITIGEN (LONDON) LIMITED) | 553 | 0 | 0 |  | 1 | TRUE | CCGT/CHP/Biomass | TRUE | 30
192 | Ferrybridge D *Stage: 1.0* (KEADBY GENERATION LIMITED) | 350 | 0 | 0 |  | 1 | TRUE | CCGT/CHP/Biomass | TRUE | 310
193 | Damhead Creek 2 (VPI POWER LIMITED) | 21 | 0 | 0 |  | 1 | TRUE | CCGT/CHP/Biomass | TRUE | 1800
194 | Cheshire (RWE GENERATION UK PLC) | 502 | 0 | 0 |  | 1 | TRUE | CCGT/CHP/Biomass | TRUE | 90
195 | Brigg (CBS ENERGY STORAGE ASSETS UK LIMITED) | 39 | 0 | 0 |  | 1 | TRUE | CCGT/CHP/Biomass | TRUE | 99
196 | Barton Hill (VIRIDIS 178 LIMITED) | 637 | 0 | 0 |  | 1 | TRUE | CCGT/CHP/Biomass | TRUE | 20.88
197 | Fawley CHP (ESSO PETROLEUM COMPANY LIMITED) | 77 | 0 | 0 |  | 1 | TRUE | CCGT/CHP/Biomass | TRUE | 158
198 | Chickerell (SSE GENERATION LIMITED) | 65 | 0 | 0 |  | 1 | TRUE | CCGT/CHP/Biomass | TRUE | 47
199 | Derwent (UK UTILITY RESERVE LIMITED) | 630 | 0 | 0 |  | 1 | TRUE | CCGT/CHP/Biomass | TRUE | 0
200 | Didcot A GTs (RWE GENERATION UK PLC) | 157 | 0 | 0 |  | 1 | TRUE | CCGT/CHP/Biomass | TRUE | 100
201 | Didcot B (RWE GENERATION UK PLC) | 157 | 0 | 0 |  | 1 | TRUE | CCGT/CHP/Biomass | TRUE | 1475
202 | Cowes (RWE GENERATION UK PLC) | 77 | 0 | 0 |  | 1 | TRUE | CCGT/CHP/Biomass | TRUE | 140
203 | Eggborough CCGT and BESS (EGGBOROUGH POWER LIMITED) | 5 | 0 | 0 |  | 1 | TRUE | CCGT/CHP/Biomass | TRUE | 2450
204 | Green Frog @ Rake Lane (VIRIDIS 178 LIMITED) | 540 | 0 | 0 |  | 1 | TRUE | CCGT/CHP/Biomass | TRUE | 21
205 | Green frog @ The Drove (VIRIDIS 178 LIMITED) | 57 | 0 | 0 |  | 1 | TRUE | CCGT/CHP/Biomass | TRUE | 6
206 | Green Frog at Lester Way (VIRIDIS 178 LIMITED) | 538 | 0 | 0 |  | 1 | TRUE | CCGT/CHP/Biomass | TRUE | 12
207 | Green Frog @ Moorfield Drive (VIRIDIS 178 LIMITED) | 650 | 0 | 0 |  | 1 | TRUE | CCGT/CHP/Biomass | TRUE | 21
208 | Enfield (UNIPER UK LIMITED) | 646 | 0 | 0 |  | 1 | TRUE | CCGT/CHP/Biomass | TRUE | 442
209 | Green Frog @ Letchworth (VIRIDIS 178 LIMITED) | 779 | 0 | 0 |  | 1 | TRUE | CCGT/CHP/Biomass | TRUE | 15
210 | Green Frog @ Down Barn Farm (VIRIDIS 178 LIMITED) | 107 | 0 | 0 |  | 1 | TRUE | CCGT/CHP/Biomass | TRUE | 20
211 | Green Frog @ Goose House Lane (VIRIDIS 178 LIMITED) | 684 | 0 | 0 |  | 1 | TRUE | CCGT/CHP/Biomass | TRUE | 21
212 | Great Yarmouth (RWE GENERATION UK PLC) | 537 | 0 | 0 |  | 1 | TRUE | CCGT/CHP/Biomass | TRUE | 420
213 | Grain (UNIPER UK LIMITED) | 235 | 0 | 0 |  | 1 | TRUE | CCGT/CHP/Biomass | TRUE | 1517
214 | Connahs Quay (UNIPER UK LIMITED) | 113 | 0 | 0 |  | 1 | TRUE | CCGT/CHP/Biomass | TRUE | 1380
215 | Green Frog @ Alcoa (VIRIDIS 178 LIMITED) | 635 | 0 | 0 |  | 1 | TRUE | CCGT/CHP/Biomass | TRUE | 40
216 | Coryton (CORYTON ENERGY COMPANY LTD) | 219 | 0 | 0 |  | 1 | TRUE | CCGT/CHP/Biomass | TRUE | 800
217 | Cowley Energy Storage (Penso Power Limited) | 207 | 0 | 0 |  | 1 | TRUE | BESS / Energy Park | TRUE | 200
218 | Pond Hill Farm 2 BESS (PD688IRO LTD) | 158 | 0 | 0 |  | 1 | TRUE | BESS / Energy Park | TRUE | 47.5
219 | Cryogenic Battery System (Synchronous) (CRYOBATTERY ONE LIMITED) | 1 | 0 | 0 |  | 1 | TRUE | BESS / Energy Park | TRUE | 49.9
220 | Richborough 1 (RICHBOROUGH ENERGY PARK LIMITED) | 164 | 0 | 0 |  | 1 | TRUE | BESS / Energy Park | TRUE | 50
221 | Uskmouth *Stage: 1.0* (USKMOUTH ENERGY STORAGE LIMITED) | 543 | 0 | 0 |  | 1 | TRUE | BESS / Energy Park | TRUE | 230
222 | Bramford (Tertiary) (PIVOTED POWER LLP) | 222 | 0 | 0 |  | 1 | TRUE | BESS / Energy Park | TRUE | 57
223 | Bramley BESS *Stage: 1.0* (BRAMLEY BESS LIMITED) | 310 | 0 | 0 |  | 1 | TRUE | BESS / Energy Park | TRUE | 49.995
224 | Pond Hill Farm 1 (PD688IRO LTD) | 158 | 0 | 0 |  | 1 | TRUE | BESS / Energy Park | TRUE | 47.5
225 | Coventry (PIVOTED POWER LLP) | 413 | 0 | 0 |  | 1 | TRUE | BESS / Energy Park | TRUE | 49.9
226 | Uskmouth - New Connection (ENSO GREEN HOLDINGS E LIMITED) | 360 | 0 | 0 |  | 1 | TRUE | BESS / Energy Park | TRUE | 120
227 | Braintree (PIVOTED POWER LLP) | 15 | 0 | 0 |  | 1 | TRUE | BESS / Energy Park | TRUE | 49.9
228 | Cowley (PIVOTED POWER LLP) | 207 | 0 | 0 |  | 1 | TRUE | BESS / Energy Park | TRUE | 49.9
229 | Lister Drive Shaw (Carnegie BES Limited) | 405 | 0 | 0 |  | 1 | TRUE | BESS / Energy Park | TRUE | 57
230 | Cuxton 49.5MW BESS (Cuxton Energy Storage Limited) | 21 | 0 | 0 |  | 1 | TRUE | BESS / Energy Park | TRUE | 49.5
231 | Weirs Drove *Stage: 2.0* (EAST ANGLIA GRID STORAGE ONE LIMITED) | 24 | 0 | 0 |  | 1 | TRUE | BESS / Energy Park | TRUE | 30
232 | Weirs Drove *Stage: 1.0* (EAST ANGLIA GRID STORAGE ONE LIMITED) | 24 | 0 | 0 |  | 1 | TRUE | BESS / Energy Park | TRUE | 49.9
233 | Tees CCPP *Stage: 2.0* (SEMBCORP UTILITIES (UK) LIMITED) | 472 | 0 | 0 |  | 1 | TRUE | CCGT/CHP/Biomass | TRUE | 210
234 | Nursling Tertiary (NURSLING ENERGY TWO LIMITED) | 80 | 0 | 0 |  | 1 | TRUE | BESS / Energy Park | TRUE | 49.9
235 | Ocker Hill Tertiary Connection (HD143OCK LTD) | 366 | 0 | 0 |  | 1 | TRUE | BESS / Energy Park | TRUE | 57
236 | Oldbury (Tertiary) (PIVOTED POWER LLP) | 343 | 0 | 0 |  | 1 | TRUE | BESS / Energy Park | TRUE | 49.9
237 | Warley (WARLEY BATTERY STORAGE) | 354 | 0 | 0 |  | 1 | TRUE | BESS / Energy Park | TRUE | 57
238 | Didcot Battery (DIDCOT BATTERY LIMITED) | 157 | 0 | 0 |  | 1 | TRUE | BESS / Energy Park | TRUE | 100
239 | Ouse Energy Storage (Ouse Energy Limited) | 135 | 0 | 0 |  | 1 | TRUE | BESS / Energy Park | TRUE | 249
240 | Culham Storage (STATERA ENERGY LIMITED) | 149 | 0 | 0 |  | 1 | TRUE | BESS / Energy Park | TRUE | 500
241 | Peak Gen Barry (PEAK GEN POWER 6 LIMITED) | 681 | 0 | 0 |  | 1 | TRUE | BESS / Energy Park | TRUE | 20
242 | Pembroke BESS (RWE GENERATION UK PLC) | 156 | 0 | 0 |  | 1 | TRUE | BESS / Energy Park | TRUE | 350
243 | Walpole (PIVOTED POWER LLP) | 36 | 0 | 0 |  | 1 | TRUE | BESS / Energy Park | TRUE | 49.9
244 | Penketh Hall Farm (Net Zero One Limited) | 387 | 0 | 0 |  | 1 | TRUE | BESS / Energy Park | TRUE | 249.9
245 | Penwortham (Redscar) (CONRAD (REDSCAR) LIMITED) | 771 | 0 | 0 |  | 1 | TRUE | BESS / Energy Park | TRUE | 40
246 | Richborough 2 (RICHBOROUGH ENERGY PARK LIMITED) | 164 | 0 | 0 |  | 1 | TRUE | BESS / Energy Park | TRUE | 50
247 | Penwortham BESS (Penwortham (BES) Ltd) | 31 | 0 | 0 |  | 1 | TRUE | BESS / Energy Park | TRUE | 57
248 | Pillswood BESS Phase 1 (Harmony (PW) Limited) | 677 | 0 | 0 |  | 1 | TRUE | BESS / Energy Park | TRUE | 49.9
249 | Pillswood BESS Phase 2 (Harmony (PW) 2 Limited) | 677 | 0 | 0 |  | 1 | TRUE | BESS / Energy Park | TRUE | 49.9
250 | Bradford West 100MW (24 POWER LTD) | 439 | 0 | 0 |  | 1 | TRUE | BESS / Energy Park | TRUE | 100
251 | Deeside Power Station (DEESIDE POWER (UK) LIMITED) | 113 | 0 | 0 |  | 1 | TRUE | BESS / Energy Park | TRUE | 1
252 | Penwortham BESS (CSE28 LIMITED) | 31 | 0 | 0 |  | 1 | TRUE | BESS / Energy Park | TRUE | 57
253 | Seabank (Tertiary) (PIVOTED POWER LLP) | 47 | 0 | 0 |  | 1 | TRUE | BESS / Energy Park | TRUE | 49.9
254 | Rochdale BESS (Rochdale (BES) Ltd) | 471 | 0 | 0 |  | 1 | TRUE | BESS / Energy Park | TRUE | 57
255 | SSE Ferrybridge BESS (SSE UTILITY SOLUTIONS LIMITED) | 562 | 0 | 0 |  | 1 | TRUE | BESS / Energy Park | TRUE | 150
256 | SSE Fiddlers Ferry Battery Energy Storage (SSE UTILITY SOLUTIONS LIMITED) | 387 | 0 | 0 |  | 1 | TRUE | BESS / Energy Park | TRUE | 150
257 | St Dennis Hendra (SAMBAR POWER LIMITED) | 175 | 0 | 0 |  | 1 | TRUE | BESS / Energy Park | TRUE | 47.5
258 | Steel Point (aka Project Lithium) (Skelmersdale Energy Storage Limited) | 737 | 0 | 0 |  | 1 | TRUE | BESS / Energy Park | TRUE | 49.9
259 | Sundon (SUNDON BATTERY STORAGE LIMITED) | 297 | 0 | 0 |  | 1 | TRUE | BESS / Energy Park | TRUE | 49.5
260 | Sundon (SUNDON GREEN LIMITED) | 725 | 0 | 0 |  | 1 | TRUE | BESS / Energy Park | TRUE | 39.9
261 | Sundon Pivoted Power (PIVOTED POWER LLP) | 297 | 0 | 0 |  | 1 | TRUE | BESS / Energy Park | TRUE | 49.9
262 | Broadditch BESS (Harmony BD Ltd) | 559 | 0 | 0 |  | 1 | TRUE | BESS / Energy Park | TRUE | 11.58
263 | Brook Farm BESS (Brook Farm Energy Storage Limited) | 616 | 0 | 0 |  | 1 | TRUE | BESS / Energy Park | TRUE | 49.9
264 | Swansea Greener Grid Park - Connection 1 *Stage: 1.0* (Swansea Grid Solutions Limited) | 74 | 0 | 0 |  | 1 | TRUE | BESS / Energy Park | TRUE | 12
265 | Swansea Greener Grid Park - Connection 1 *Stage: 2.0* (Swansea Grid Solutions Limited) | 74 | 0 | 0 |  | 1 | TRUE | BESS / Energy Park | TRUE | 85
266 | Bustleholme (PIVOTED POWER LLP) | 769 | 0 | 0 |  | 1 | TRUE | BESS / Energy Park | TRUE | 49.9
267 | Swansea North (PIVOTED POWER LLP) | 74 | 0 | 0 |  | 1 | TRUE | BESS / Energy Park | TRUE | 49.9
268 | Tees CCPP *Stage: 5.0* (SEMBCORP UTILITIES (UK) LIMITED) | 472 | 0 | 0 |  | 1 | TRUE | CCGT/CHP/Biomass | TRUE | 275
269 | Tees CCPP *Stage: 4.0* (SEMBCORP UTILITIES (UK) LIMITED) | 472 | 0 | 0 |  | 1 | TRUE | CCGT/CHP/Biomass | TRUE | 490
270 | Burbo Bank Offshore Wind Farm (ORSTED BURBO (UK) LIMITED) | 380 | 0 | 0 |  | 1 | TRUE | Wind | TRUE | 90
271 | Bumpers Farm BESS phase 2 (Harmony BF Ltd) | 624 | 0 | 0 |  | 1 | TRUE | BESS / Energy Park | TRUE | 49.5
272 | Bumpers Farm BESS phase 1 (Harmony BF Ltd) | 624 | 0 | 0 |  | 1 | TRUE | BESS / Energy Park | TRUE | 49.5
273 | Tees CCPP *Stage: 1.0* (SEMBCORP UTILITIES (UK) LIMITED) | 472 | 0 | 0 |  | 1 | TRUE | CCGT/CHP/Biomass | TRUE | 150
274 | Spennymoor Greener Grid Park *Stage: 1.0* (STATKRAFT UK LTD) | 93 | 0 | 0 |  | 1 | TRUE | BESS / Energy Park | TRUE | 0
275 | Spennymoor (PIVOTED POWER LLP) | 93 | 0 | 0 |  | 1 | TRUE | BESS / Energy Park | TRUE | 49.9
276 | Spalding Energy Expansion *Stage: 1.0* (SPALDING ENERGY EXPANSION LIMITED) | 121 | 0 | 0 |  | 1 | TRUE | CCGT/CHP/Biomass | TRUE | 299.99
277 | Southfields Farm (PD300RON Ltd) | 158 | 0 | 0 |  | 1 | TRUE | BESS / Energy Park | TRUE | 47.5
278 | Tottenham (PIVOTED POWER LLP) | 544 | 0 | 0 |  | 1 | TRUE | BESS / Energy Park | TRUE | 49.9
279 | Tollgate 49.5MW BESS (Tollgate Energy Storage Limited) | 558 | 0 | 0 |  | 1 | TRUE | BESS / Energy Park | TRUE | 49.5
280 | Bredbury (PIVOTED POWER LLP) | 434 | 0 | 0 |  | 1 | TRUE | BESS / Energy Park | TRUE | 49.9
281 | Clay Tye Farm Phase 2 (Harmony CTF 2 Limited) | 581 | 0 | 0 |  | 1 | TRUE | BESS / Energy Park | TRUE | 49.5
282 | Clay Tye Farm Phase 1 (HARMONY CTF LIMITED) | 581 | 0 | 0 |  | 1 | TRUE | BESS / Energy Park | TRUE | 49.5
283 | Clayhill Farm (ARL O09 LIMITED) | 725 | 0 | 0 |  | 1 | TRUE | BESS / Energy Park | TRUE | 40
284 | Didcot Road (ARLINGTON ENERGY (DEVELOPMENT) LIMITED) | 157 | 0 | 0 |  | 1 | TRUE | BESS / Energy Park | TRUE | 300
285 | Sellindge (Tertiary) (PIVOTED POWER LLP) | 86 | 0 | 0 |  | 1 | TRUE | BESS / Energy Park | TRUE | 49.9
286 | Bridgwater 2 (tertiary) - New Conn (ENSO GREEN HOLDINGS LIMITED) | 57 | 0 | 0 |  | 1 | TRUE | BESS / Energy Park | TRUE | 54
287 | CONTEGO Battery Storage Project (Harmony CS Ltd) | 579 | 0 | 0 |  | 1 | TRUE | BESS / Energy Park | TRUE | 35.8
288 | Chapel Farm Battery Storage Project (HARMONY CF LIMITED) | 725 | 0 | 0 |  | 1 | TRUE | BESS / Energy Park | TRUE | 49.5
289 | Cellarhead Home Farm (ECODEV GROUP LTD) | 536 | 0 | 0 |  | 1 | TRUE | BESS / Energy Park | TRUE | 280
290 | Thurrock Power Station (THURROCK POWER LIMITED) | 342 | 0 | 0 |  | 1 | TRUE | CCGT/CHP/Biomass | TRUE | 750
291 | Cellarhead 400kV Energy Storage (C & S ENERGY LIMITED) | 182 | 0 | 0 |  | 1 | TRUE | BESS / Energy Park | TRUE | 300
292 | Sizing John (Rainhill) *Stage: 1.0* (SIZING JOHN LIMITED) | 644 | 0 | 0 |  | 1 | TRUE | BESS / Energy Park | TRUE | 57
293 | Sizing John (Rainhill) *Stage: 2.0* (SIZING JOHN LIMITED) | 644 | 0 | 0 |  | 1 | TRUE | BESS / Energy Park | TRUE | 85.5
294 | Carrington (PIVOTED POWER LLP) | 526 | 0 | 0 |  | 1 | TRUE | BESS / Energy Park | TRUE | 57
295 | Capenhurst Tertiary Connection (HD888CAP LIMITED) | 502 | 0 | 0 |  | 1 | TRUE | BESS / Energy Park | TRUE | 57
296 | Capenhurst 275KV Substation (ZENOBE CAPENHURST LIMITED) | 502 | 0 | 0 |  | 1 | TRUE | BESS / Energy Park | TRUE | 100
297 | Thorpe Marsh Energy Park (Banks Renewables Limited) | 141 | 0 | 0 |  | 1 | TRUE | BESS / Energy Park | TRUE | 1400
298 | Sheaf Energy (SHEAF ENERGY LIMITED) | 164 | 0 | 0 |  | 1 | TRUE | BESS / Energy Park | TRUE | 249
299 | WELBAR ENERGY STORAGE *Stage: 1.0* (WELBAR ENERGY STORAGE LIMITED) | 269 | 0 | 0 |  | 1 | TRUE | BESS / Energy Park | TRUE | 349.9
300 | Didcot Energy Park (RNA-ENERGY LTD) | 157 | 0 | 0 |  | 1 | TRUE | BESS / Energy Park | TRUE | 300
301 | Ninfield Greener Grid Park *Stage: 1.0* (STATKRAFT UK LTD) | 296 | 0 | 0 |  | 1 | TRUE | BESS / Energy Park | TRUE | 0
302 | Wymondley (PIVOTED POWER LLP) | 307 | 0 | 0 |  | 1 | TRUE | BESS / Energy Park | TRUE | 57
303 | Kemsley (PIVOTED POWER LLP) | 135 | 0 | 0 |  | 1 | TRUE | BESS / Energy Park | TRUE | 49.9
304 | Feckenham Greener Grid Park *Stage: 1.0* (STATKRAFT UK LTD) | 198 | 0 | 0 |  | 1 | TRUE | BESS / Energy Park | TRUE | 12
305 | Fairholme BESS (HB411MIN Limited) | 158 | 0 | 0 |  | 1 | TRUE | BESS / Energy Park | TRUE | 47.5
306 | Kingsnorth *Stage: 1.0* (ENSO GREEN HOLDINGS G LIMITED) | 21 | 0 | 0 |  | 1 | TRUE | BESS / Energy Park | TRUE | 49.9
307 | Kingsnorth *Stage: 2.0* (ENSO GREEN HOLDINGS G LIMITED) | 21 | 0 | 0 |  | 1 | TRUE | BESS / Energy Park | TRUE | 49.9
308 | Kingsnorth *Stage: 3.0* (ENSO GREEN HOLDINGS G LIMITED) | 21 | 0 | 0 |  | 1 | TRUE | BESS / Energy Park | TRUE | 20.2
309 | Kirkby (Tertiary) (PIVOTED POWER LLP) | 523 | 0 | 0 |  | 1 | TRUE | BESS / Energy Park | TRUE | 57
310 | Lakeside Energy Drax (LAKESIDE ENERGY STORAGE LIMITED) | 555 | 0 | 0 |  | 1 | TRUE | BESS / Energy Park | TRUE | 99.9
311 | Laleham (PIVOTED POWER LLP) | 458 | 0 | 0 |  | 1 | TRUE | BESS / Energy Park | TRUE | 49.9
312 | Landulph (PIVOTED POWER LLP) | 56 | 0 | 0 |  | 1 | TRUE | BESS / Energy Park | TRUE | 49.9
313 | Exeter (Tertiary) (PIVOTED POWER LLP) | 92 | 0 | 0 |  | 1 | TRUE | BESS / Energy Park | TRUE | 49.9
314 | NorthFleet 2 BESS (CSE41 LIMITED) | 23 | 0 | 0 |  | 1 | TRUE | BESS / Energy Park | TRUE | 300
315 | Legacy Tertiary Connection (HD639LEG LIMITED) | 11 | 0 | 0 |  | 1 | TRUE | BESS / Energy Park | TRUE | 57
316 | Lister Battery (formerly Lister Drive) (LISTER BATTERY LTD) | 405 | 0 | 0 |  | 1 | TRUE | BESS / Energy Park | TRUE | 57
317 | Lister Drive (ORSTED ESS MERSEY LIMITED) | 652 | 0 | 0 |  | 1 | TRUE | BESS / Energy Park | TRUE | 20
318 | Littlebrook BESS (ECODEV GROUP LTD) | 274 | 0 | 0 |  | 1 | TRUE | BESS / Energy Park | TRUE | 300
319 | Kearsley (PIVOTED POWER LLP) | 72 | 0 | 0 |  | 1 | TRUE | BESS / Energy Park | TRUE | 49.9
320 | Enderby (Akira) (ENDERBY BATTERY STORAGE LIMITED) | 221 | 0 | 0 |  | 1 | TRUE | BESS / Energy Park | TRUE | 57
321 | Ffestiniog (FIRST HYDRO COMPANY) | 373 | 0 | 0 |  | 1 | TRUE | Hydro/Pump/Tidal | TRUE | 360
322 | Iver (PIVOTED POWER LLP) | 349 | 0 | 0 |  | 1 | TRUE | BESS / Energy Park | TRUE | 49.9
323 | Aberthaw Energy (ABERTHAW ENERGY LIMITED) | 480 | 0 | 0 |  | 1 | TRUE | BESS / Energy Park | TRUE | 249
324 | Axminster (CSE25 LIMITED) | 96 | 0 | 0 |  | 1 | TRUE | BESS / Energy Park | TRUE | 150
325 | Axminster (HB825AXM LTD) | 96 | 0 | 0 |  | 1 | TRUE | BESS / Energy Park | TRUE | 120
326 | GF Upper Boat *Stage: 3.0* (PULSE CLEAN ENERGY SPV FRANKLIN LIMITED) | 326 | 0 | 0 |  | 1 | TRUE | PV | TRUE | 200
327 | GF Upper Boat *Stage: 2.0* (PULSE CLEAN ENERGY SPV FRANKLIN LIMITED) | 326 | 0 | 0 |  | 1 | TRUE | PV | TRUE | 0
328 | GF Upper Boat *Stage: 1.0* (PULSE CLEAN ENERGY SPV FRANKLIN LIMITED) | 326 | 0 | 0 |  | 1 | TRUE | PV | TRUE | 0
329 | Gateway Energy Centre Power Station *Stage: 1.0* (GATEWAY ENERGY CENTRE LIMITED) | 219 | 0 | 0 |  | 1 | TRUE | BESS / Energy Park | TRUE | 450
330 | Axminster (PIVOTED POWER LLP) | 96 | 0 | 0 |  | 1 | TRUE | BESS / Energy Park | TRUE | 49.9
331 | Hutton Battery Storage (OSSPV001 LIMITED) | 76 | 0 | 0 |  | 1 | TRUE | PV | TRUE | 10
332 | Beddington 1 BESS (Bluestone Energy Ltd) | 676 | 0 | 0 |  | 1 | TRUE | BESS / Energy Park | TRUE | 240
333 | Indian Queens (PIVOTED POWER LLP) | 175 | 0 | 0 |  | 1 | TRUE | BESS / Energy Park | TRUE | 47.5
334 | Beddington 2 BESS (Bluestone Energy Ltd) | 676 | 0 | 0 |  | 1 | TRUE | BESS / Energy Park | TRUE | 240
335 | Iron Acton *Stage: 1.0* (HD000ACT LTD) | 493 | 0 | 0 |  | 1 | TRUE | BESS / Energy Park | TRUE | 49.9
336 | Iron Acton *Stage: 2.0* (HD000ACT LTD) | 493 | 0 | 0 |  | 1 | TRUE | BESS / Energy Park | TRUE | 70.1
337 | Berkswell Energy Storage (Penso Power Limited) | 500 | 0 | 0 |  | 1 | TRUE | BESS / Energy Park | TRUE | 200
338 | BESS Swan (CSWE 3 LIMITED) | 74 | 0 | 0 |  | 1 | TRUE | BESS / Energy Park | TRUE | 200
339 | Isenau Eight (Isenau Energy Storage Resources Eight Limited) | 797 | 0 | 0 |  | 1 | TRUE | BESS / Energy Park | TRUE | 249
340 | Zenobe Stalybridge Project (ZENOBE ENERGY LIMITED) | 329 | 0 | 0 |  | 1 | TRUE | BESS / Energy Park | TRUE | 150
341 | Willington (PIVOTED POWER LLP) | 42 | 0 | 0 |  | 1 | TRUE | BESS / Energy Park | TRUE | 57
342 | Blackpool BESS (Conrad (Blackpool) Limited) | 570 | 0 | 0 |  | 1 | TRUE | BESS / Energy Park | TRUE | 25.3
343 | Tees CCPP *Stage: 3.0* (SEMBCORP UTILITIES (UK) LIMITED) | 472 | 0 | 0 |  | 1 | TRUE | CCGT/CHP/Biomass | TRUE | 340
344 | Monets Garden (MONETS GARDEN BATTERY LTD) | 114 | 0 | 0 |  | 1 | TRUE | BESS / Energy Park | TRUE | 57
345 | Monk Fryston SSE (SSE BATTERY MONK FRYSTON LIMITED) | 403 | 0 | 0 |  | 1 | TRUE | BESS / Energy Park | TRUE | 320
346 | Monk Fryston Tertiary Connection (HD777FRY LTD) | 403 | 0 | 0 |  | 1 | TRUE | BESS / Energy Park | TRUE | 57
347 | Whitson (PIVOTED POWER LLP) | 383 | 0 | 0 |  | 1 | TRUE | BESS / Energy Park | TRUE | 49.9
348 | Minety (HB411MIN Limited) | 158 | 0 | 0 |  | 1 | TRUE | BESS / Energy Park | TRUE | 47.5
349 | Mill Hill Tertiary Connection (HB333MIL LTD) | 345 | 0 | 0 |  | 1 | TRUE | BESS / Energy Park | TRUE | 57
350 | Bolney (PIVOTED POWER LLP) | 259 | 0 | 0 |  | 1 | TRUE | BESS / Energy Park | TRUE | 49.9
351 | Middleton BESS (Middleton Energy Storage Limited) | 71 | 0 | 0 |  | 1 | TRUE | BESS / Energy Park | TRUE | 200
352 | Drax (ENSO GREEN HOLDINGS D LIMITED) | 150 | 0 | 0 |  | 1 | TRUE | BESS / Energy Park | TRUE | 190
353 | Bloxwich (BLOXWICH ENERGY STORAGE LIMITED) | 769 | 0 | 0 |  | 1 | TRUE | BESS / Energy Park | TRUE | 41
354 | West Weybridge (PIVOTED POWER LLP) | 332 | 0 | 0 |  | 1 | TRUE | BESS / Energy Park | TRUE | 49.9
355 | Mannington Tertiary (MANNINGTON ENERGY CENTRE LIMITED) | 273 | 0 | 0 |  | 1 | TRUE | BESS / Energy Park | TRUE | 47.5
356 | Mannington (PIVOTED POWER LLP) | 273 | 0 | 0 |  | 1 | TRUE | BESS / Energy Park | TRUE | 49.9
357 | Dollymans Storage (Dollymans Storage Limited) | 551 | 0 | 0 |  | 1 | TRUE | BESS / Energy Park | TRUE | 99.8
358 | Whitegate Tertiary Connection (HD144WHI LTD) | 358 | 0 | 0 |  | 1 | TRUE | BESS / Energy Park | TRUE | 57
359 | Newtonwood BESS (NEWTONWOOD ENERGY STORAGE LIMITED) | 631 | 0 | 0 |  | 1 | TRUE | BESS / Energy Park | TRUE | 49.9
360 | Dinorwig (FIRST HYDRO COMPANY) | 3 | 0 | 0 |  | 1 | TRUE | Hydro/Pump/Tidal | TRUE | 1644
361 | Native River (Capenhurst) (NATIVE RIVER LTD) | 502 | 0 | 0 |  | 1 | TRUE | BESS / Energy Park | TRUE | 57
362 | Necton Greener Grid Park *Stage: 1.0* (STATKRAFT UK LTD) | 97 | 0 | 0 |  | 1 | TRUE | BESS / Energy Park | TRUE | 0
363 | Lovedean Greener Grid Park (STATKRAFT UK LTD) | 107 | 0 | 0 |  | 1 | TRUE | BESS / Energy Park | TRUE | 49.9
364 | Dog Trap Lane (HD381GRE Limited) | 158 | 0 | 0 |  | 1 | TRUE | BESS / Energy Park | TRUE | 47.5
365 | JBM Solar 13 - Melksham (JBM SOLAR PROJECTS 13 LIMITED) | 184 | 0 | 0 |  | 1 | TRUE | PV | TRUE | 49.99
366 | Dowlais (VIRIDIS 178 LIMITED) | 700 | 0 | 0 |  | 1 | TRUE | Other | TRUE | 21
367 | Ratcliffe on Soar (UNIPER UK LIMITED) | 206 | 0 | 0 |  | 1 | TRUE | Other | TRUE | 2021
368 | Burghfield (SSE GENERATION LIMITED) | 310 | 0 | 0 |  | 1 | TRUE | Other | TRUE | 47
369 | Drax (Coal) (DRAX POWER LIMITED) | 150 | 0 | 0 |  | 1 | TRUE | Other | TRUE | 2001
370 | Sudmeadow (VIRIDIS 178 LIMITED) | 658 | 0 | 0 |  | 1 | TRUE | Other | TRUE | 41.76
371 | Redfield Road B (VIRIDIS 178 LIMITED) | 591 | 0 | 0 |  | 1 | TRUE | Other | TRUE | 20.88
372 | Enderby Tertiary (CLUMP FARM SOLAR LIMITED) | 221 | 0 | 0 |  | 1 | TRUE | PV | TRUE | 57
373 | Exeter Main Tertiary (EXETER MAIN BATTERY LIMITED) | 92 | 0 | 0 |  | 1 | TRUE | BESS / Energy Park | TRUE | 57
374 | Trafalgar Park (VIRIDIS 178 LIMITED) | 630 | 0 | 0 |  | 1 | TRUE | Other | TRUE | 14
375 | Fleet Tertiary (FLEET SOLAR LIMITED) | 105 | 0 | 0 |  | 1 | TRUE | PV | TRUE | 47.5
376 | West Burton *Stage: 1.0* (ENSO GREEN HOLDINGS A LIMITED) | 732 | 0 | 0 |  | 1 | TRUE | PV | TRUE | 49.9
377 | Berkswell (Tertiary) *Stage: 2.0* (ENSO GREEN HOLDINGS LIMITED) | 500 | 0 | 0 |  | 1 | TRUE | PV | TRUE | 7.1
378 | Aberthaw (Tertiary) (ENSO GREEN HOLDINGS LIMITED) | 480 | 0 | 0 |  | 1 | TRUE | PV | TRUE | 57
379 | Berkswell (Tertiary) *Stage: 1.0* (ENSO GREEN HOLDINGS LIMITED) | 500 | 0 | 0 |  | 1 | TRUE | PV | TRUE | 49.9
380 | Beechgreen Energyfarm (BEECHGREEN ENERGYFARM LIMITED) | 24 | 0 | 0 |  | 1 | TRUE | PV | TRUE | 49.99
381 | Axminster - New Connection *Stage: 1.0* (ENSO GREEN HOLDINGS B LIMITED) | 96 | 0 | 0 |  | 1 | TRUE | PV | TRUE | 49.9
382 | Warley (tertiary) *Stage: 1.0* (WARLEY GREEN LIMITED) | 354 | 0 | 0 |  | 1 | TRUE | PV | TRUE | 49.9
383 | Thornton Facility *Stage: 2.0* (BALWEN LIMITED) | 19 | 0 | 0 |  | 1 | TRUE | PV | TRUE | 99.98
384 | Warley (tertiary) *Stage: 2.0* (WARLEY GREEN LIMITED) | 354 | 0 | 0 |  | 1 | TRUE | PV | TRUE | 7.1
385 | Thornton Facility *Stage: 1.0* (BALWEN LIMITED) | 19 | 0 | 0 |  | 1 | TRUE | PV | TRUE | 99.98
386 | Axminster - New Connection *Stage: 2.0* (ENSO GREEN HOLDINGS B LIMITED) | 96 | 0 | 0 |  | 1 | TRUE | PV | TRUE | 49.9
387 | West Burton *Stage: 2.0* (ENSO GREEN HOLDINGS A LIMITED) | 732 | 0 | 0 |  | 1 | TRUE | PV | TRUE | 49.9
388 | Axminster - New Connection *Stage: 3.0* (ENSO GREEN HOLDINGS B LIMITED) | 96 | 0 | 0 |  | 1 | TRUE | PV | TRUE | 20.2
389 | Thornton Facility *Stage: 3.0* (BALWEN LIMITED) | 19 | 0 | 0 |  | 1 | TRUE | PV | TRUE | 200
390 | Waltham Cross BESS (ENSO GREEN HOLDINGS LIMITED) | 353 | 0 | 0 |  | 1 | TRUE | PV | TRUE | 57
391 | Barking PV BESS & Substation (O&G Solar (SPV 19) Limited) | 376 | 0 | 0 |  | 1 | TRUE | PV | TRUE | 99.9
392 | Bolney (tertiary) *Stage: 1.0* (BOLNEY GREEN LIMITED) | 259 | 0 | 0 |  | 1 | TRUE | PV | TRUE | 49.9
393 | Thorpe Marsh 1 (Tertiary) *Stage: 1.0* (ENSO GREEN HOLDINGS LIMITED) | 141 | 0 | 0 |  | 1 | TRUE | PV | TRUE | 49.9
394 | Willington East 1 (Tertiary) *Stage: 1.0* (ENSO GREEN HOLDINGS LIMITED) | 42 | 0 | 0 |  | 1 | TRUE | PV | TRUE | 49.9
395 | Thorpe Marsh 1 (Tertiary) *Stage: 2.0* (ENSO GREEN HOLDINGS LIMITED) | 141 | 0 | 0 |  | 1 | TRUE | PV | TRUE | 7.1
396 | Braintree (Tertiary) (CSE22 LIMITED) | 15 | 0 | 0 |  | 1 | TRUE | PV | TRUE | 49.9
397 | Willington East 1 (Tertiary) *Stage: 2.0* (ENSO GREEN HOLDINGS LIMITED) | 42 | 0 | 0 |  | 1 | TRUE | PV | TRUE | 7.1
398 | Willington East 2 (Tertiary) *Stage: 1.0* (ENSO GREEN HOLDINGS LIMITED) | 42 | 0 | 0 |  | 1 | TRUE | PV | TRUE | 49.9
399 | Willington East 2 (Tertiary) *Stage: 2.0* (ENSO GREEN HOLDINGS LIMITED) | 42 | 0 | 0 |  | 1 | TRUE | PV | TRUE | 7.1
400 | Bramford Tertiary *Stage: 1.0* (BRAMFORD GREEN LIMITED) | 222 | 0 | 0 |  | 1 | TRUE | PV | TRUE | 49.9
401 | Bramford Tertiary *Stage: 2.0* (BRAMFORD GREEN LIMITED) | 222 | 0 | 0 |  | 1 | TRUE | PV | TRUE | 7.1
402 | Bramley (tertiary) (ENSO GREEN HOLDINGS LIMITED) | 310 | 0 | 0 |  | 1 | TRUE | PV | TRUE | 57
403 | Willington Energy Park (RNA-ENERGY LTD) | 42 | 0 | 0 |  | 1 | TRUE | PV | TRUE | 500
404 | Breach Solar Farm (BURWELL 11 SOLAR LIMITED) | 24 | 0 | 0 |  | 1 | TRUE | PV | TRUE | 49.995
405 | West Weybridge (Tertiary) *Stage: 2.0* (ENSO GREEN HOLDINGS LIMITED) | 332 | 0 | 0 |  | 1 | TRUE | PV | TRUE | 7.1
406 | Willington Green Energy Centre *Stage: 1.0* (WILLINGTON GREEN ENERGY LIMITED) | 42 | 0 | 0 |  | 1 | TRUE | PV | TRUE | 400
407 | West Weybridge (Tertiary) *Stage: 1.0* (ENSO GREEN HOLDINGS LIMITED) | 332 | 0 | 0 |  | 1 | TRUE | PV | TRUE | 49.9
408 | Botley West - Cote Solar Power Station (SOLARFIVE LTD) | 207 | 0 | 0 |  | 1 | TRUE | PV | TRUE | 840
409 | Blankney Solar *Stage: 1.0* (ACRE LANE ENERGYFARM LIMITED) | 8 | 0 | 0 |  | 1 | TRUE | PV | TRUE | 400
410 | BOOM Power Llanbabo Generation (Carrog Storage Facility Limited) | 193 | 0 | 0 |  | 1 | TRUE | PV | TRUE | 300
411 | Bridgwater (tertiary) (BRIDGWATER GREEN LIMITED) | 57 | 0 | 0 |  | 1 | TRUE | PV | TRUE | 57
412 | Worset PV & BESS Park (Worcestershire Solar 1 Limited) | 473 | 0 | 0 |  | 1 | TRUE | PV | TRUE | 37.5
413 | Wylfa Substation (ENSO GREEN HOLDINGS LIMITED) | 690 | 0 | 0 |  | 1 | TRUE | PV | TRUE | 120
414 | Tillbridge Solar (TILLBRIDGE SOLAR LIMITED) | 27 | 0 | 0 |  | 1 | TRUE | PV | TRUE | 500
415 | West Burton Solar Project (WEST BURTON SOLAR PROJECT LIMITED) | 20 | 0 | 0 |  | 1 | TRUE | PV | TRUE | 480
416 | Walpole 1 (Tertiary) *Stage: 1.0* (WALPOLE GREEN LIMITED) | 36 | 0 | 0 |  | 1 | TRUE | PV | TRUE | 49.9
417 | Wymondley Solar Farm (AGR SOLAR 4 LIMITED) | 307 | 0 | 0 |  | 1 | TRUE | PV | TRUE | 49.995
418 | Bird Grove/Rownall (ROWNALL FARM SOLAR LIMITED) | 182 | 0 | 0 |  | 1 | TRUE | PV | TRUE | 57
419 | Bicker Fen 2 Solar *Stage: 1.0* (AGR SOLAR 3 LIMITED) | 8 | 0 | 0 |  | 1 | TRUE | PV | TRUE | 49.995
420 | Bicker Fen 1 Solar *Stage: 1.0* (AGR SOLAR 2 LIMITED) | 8 | 0 | 0 |  | 1 | TRUE | PV | TRUE | 49.995
421 | Walpole 1 (Tertiary) *Stage: 2.0* (WALPOLE GREEN LIMITED) | 36 | 0 | 0 |  | 1 | TRUE | PV | TRUE | 7.1
422 | Walpole 2 (tertiary) (ENSO GREEN HOLDINGS R LIMITED) | 36 | 0 | 0 |  | 1 | TRUE | PV | TRUE | 100
423 | Bolney (tertiary) *Stage: 2.0* (BOLNEY GREEN LIMITED) | 259 | 0 | 0 |  | 1 | TRUE | PV | TRUE | 7.1
424 | West Burton *Stage: 3.0* (ENSO GREEN HOLDINGS A LIMITED) | 732 | 0 | 0 |  | 1 | TRUE | PV | TRUE | 20.2
425 | Hams Hall Green Energy Centre *Stage: 1.0* (HAMS HALL GREEN ENERGY LIMITED) | 269 | 0 | 0 |  | 1 | TRUE | PV | TRUE | 400
426 | Swansea North Green Energy Centre (INNOVA RENEWABLES LIMITED) | 74 | 0 | 0 |  | 1 | TRUE | PV | TRUE | 1025
427 | Kearsley North Green Energy Centre (INNOVA RENEWABLES LIMITED) | 540 | 0 | 0 |  | 1 | TRUE | PV | TRUE | 400
428 | Exeter Solar PV & BESS (Exeter Storage Limited) | 92 | 0 | 0 |  | 1 | TRUE | PV | TRUE | 290
429 | Kirkby Green Energy Centre (INNOVA RENEWABLES LIMITED) | 523 | 0 | 0 |  | 1 | TRUE | PV | TRUE | 400
430 | Legacy Green Energy Centre *Stage: 1.0* (LEGACY GREEN ENERGY LIMITED) | 11 | 0 | 0 |  | 1 | TRUE | PV | TRUE | 400
431 | Essendine (MALLARD PASS SOLAR FARM LIMITED) | 35 | 0 | 0 |  | 1 | TRUE | PV | TRUE | 240
432 | Enderby Green Energy Centre (INNOVA RENEWABLES LIMITED) | 221 | 0 | 0 |  | 1 | TRUE | PV | TRUE | 1025
433 | Llanwern Phase 1 (GREENFIELDS (T) LIMITED) | 383 | 0 | 0 |  | 1 | TRUE | PV | TRUE | 95
434 | Llanwern Phase 2 (FUTURE ENERGY LLANWERN LIMITED) | 383 | 0 | 0 |  | 1 | TRUE | PV | TRUE | 190
435 | Elstree (tertiary) *Stage: 2.0* (ELSTREE GREEN LIMITED) | 352 | 0 | 0 |  | 1 | TRUE | PV | TRUE | 7.1
436 | Longfield Solar (LONGFIELD SOLAR ENERGY FARM LIMITED) | 318 | 0 | 0 |  | 1 | TRUE | PV | TRUE | 500
437 | Lovedean (Tertiary) *Stage: 1.0* (LOVEDEAN GREEN LIMITED) | 107 | 0 | 0 |  | 1 | TRUE | PV | TRUE | 49.9
438 | Lovedean (Tertiary) *Stage: 2.0* (LOVEDEAN GREEN LIMITED) | 107 | 0 | 0 |  | 1 | TRUE | PV | TRUE | 7.1
439 | Elstree (tertiary) *Stage: 1.0* (ELSTREE GREEN LIMITED) | 352 | 0 | 0 |  | 1 | TRUE | PV | TRUE | 49.9
440 | Mannington (BAYWA R.E. UK LIMITED) | 273 | 0 | 0 |  | 1 | TRUE | PV | TRUE | 57
441 | Eaton Socon Solar (RNA-ENERGY LTD) | 37 | 0 | 0 |  | 1 | TRUE | PV | TRUE | 500
442 | East Claydon Solar PV (STATERA ENERGY LIMITED) | 291 | 0 | 0 |  | 1 | TRUE | PV | TRUE | 500
443 | Melksham (Tertiary) *Stage: 1.0* (MELKSHAM CALNE GREEN LIMITED) | 184 | 0 | 0 |  | 1 | TRUE | PV | TRUE | 49.9
444 | Melksham (Tertiary) *Stage: 2.0* (MELKSHAM CALNE GREEN LIMITED) | 184 | 0 | 0 |  | 1 | TRUE | PV | TRUE | 7.1
445 | Drakelow Green Energy Centre *Stage: 1.0* (DRAKELOW GREEN ENERGY LIMITED) | 253 | 0 | 0 |  | 1 | TRUE | PV | TRUE | 400
446 | Fferm Solar Pentir (LIGHTSOURCE SPV 191 LIMITED) | 293 | 0 | 0 |  | 1 | TRUE | PV | TRUE | 57
447 | Drakelow (ENSO GREEN HOLDINGS LIMITED) | 253 | 0 | 0 |  | 1 | TRUE | PV | TRUE | 57
448 | Flash Solar Farm *Stage: 1.0* (ELEMENTS GREEN TRENT LTD) | 102 | 0 | 0 |  | 1 | TRUE | PV | TRUE | 360
449 | Flash Solar Farm *Stage: 3.0* (ELEMENTS GREEN TRENT LTD) | 102 | 0 | 0 |  | 1 | TRUE | PV | TRUE | 200
450 | Heckington Fen Solar Park (ECOTRICITY GENERATION LIMITED) | 8 | 0 | 0 |  | 1 | TRUE | PV | TRUE | 400
451 | Heysham Green Energy Centre (INNOVA RENEWABLES LIMITED) | 218 | 0 | 0 |  | 1 | TRUE | PV | TRUE | 400
452 | High Marnham (Tertiary) (ENSO GREEN HOLDINGS K LIMITED) | 13 | 0 | 0 |  | 1 | TRUE | PV | TRUE | 57
453 | Hirfynydd and Mynydd Drumaur (EDF ENERGY RENEWABLES LIMITED) | 74 | 0 | 0 |  | 1 | TRUE | Wind | TRUE | 180
454 | Gammidge PV & BESS Park (CS UK HOLDINGS III LIMITED) | 322 | 0 | 0 |  | 1 | TRUE | PV | TRUE | 40.9
455 | Frodsham Solar Park (PEEL NRE DEVELOPMENTS LIMITED) | 381 | 0 | 0 |  | 1 | TRUE | PV | TRUE | 100
456 | Fleet Solar PV (FLEET SOLAR LIMITED) | 105 | 0 | 0 |  | 1 | TRUE | PV | TRUE | 57
457 | Fleet EGH (Tertiary) *Stage: 2.0* (ENSO GREEN HOLDINGS LIMITED) | 105 | 0 | 0 |  | 1 | TRUE | PV | TRUE | 7.1
458 | Fleet EGH (Tertiary) *Stage: 1.0* (ENSO GREEN HOLDINGS LIMITED) | 105 | 0 | 0 |  | 1 | TRUE | PV | TRUE | 49.9
459 | Fleet (Tertiary) (CSE23 LIMITED) | 105 | 0 | 0 |  | 1 | TRUE | PV | TRUE | 47.5
460 | Flash Solar Farm *Stage: 4.0* (ELEMENTS GREEN TRENT LTD) | 102 | 0 | 0 |  | 1 | TRUE | PV | TRUE | 200
461 | Indian Queens Energy Centre (IQ ENERGY CENTRE LIMITED) | 175 | 0 | 0 |  | 1 | TRUE | PV | TRUE | 47.5
462 | Iron Acton *Stage: 1.0* (IRON ACTON GREEN LIMITED) | 493 | 0 | 0 |  | 1 | TRUE | PV | TRUE | 49.9
463 | Iron Acton *Stage: 2.0* (IRON ACTON GREEN LIMITED) | 493 | 0 | 0 |  | 1 | TRUE | PV | TRUE | 49.5
464 | Iron Acton *Stage: 3.0* (IRON ACTON GREEN LIMITED) | 493 | 0 | 0 |  | 1 | TRUE | PV | TRUE | 20.6
465 | Ironbridge - New Connection *Stage: 1.0* (ENSO GREEN HOLDINGS F LIMITED) | 159 | 0 | 0 |  | 1 | TRUE | PV | TRUE | 49.9
466 | Ironbridge - New Connection *Stage: 2.0* (ENSO GREEN HOLDINGS F LIMITED) | 159 | 0 | 0 |  | 1 | TRUE | PV | TRUE | 49.9
467 | Ironbridge - New Connection *Stage: 3.0* (ENSO GREEN HOLDINGS F LIMITED) | 159 | 0 | 0 |  | 1 | TRUE | PV | TRUE | 20.2
468 | JBM Solar 12 - Shrewsbury Solar (JBM SOLAR PROJECTS 12 LIMITED) | 583 | 0 | 0 |  | 1 | TRUE | PV | TRUE | 49.99
469 | Flash Solar Farm *Stage: 2.0* (ELEMENTS GREEN TRENT LTD) | 102 | 0 | 0 |  | 1 | TRUE | PV | TRUE | 40
470 | Minety Tertiary (2) (JBM SOLAR PROJECTS 14 LIMITED) | 535 | 0 | 0 |  | 1 | TRUE | PV | TRUE | 47.5
471 | Mon Solar Farm (LIGHTSOURCE SPV 204 LIMITED) | 193 | 0 | 0 |  | 1 | TRUE | PV | TRUE | 240
472 | Morgannwg Solar Farm (LIGHTSOURCE SPV 214 LIMITED) | 480 | 0 | 0 |  | 1 | TRUE | PV | TRUE | 249
473 | Rayleigh 2 Tertiary *Stage: 1.0* (ENSO GREEN HOLDINGS LIMITED) | 177 | 0 | 0 |  | 1 | TRUE | PV | TRUE | 49.9
474 | Rayleigh 2 Tertiary *Stage: 2.0* (ENSO GREEN HOLDINGS LIMITED) | 177 | 0 | 0 |  | 1 | TRUE | PV | TRUE | 7.1
475 | Rochester Renewable Project (VATTENFALL WIND POWER LTD) | 594 | 0 | 0 |  | 1 | TRUE | Wind | TRUE | 60
476 | Rosefield (Rosefield Energyfarm Limited) | 291 | 0 | 0 |  | 1 | TRUE | PV | TRUE | 500
477 | Cleve Hill Solar Park (CLEVE HILL SOLAR PARK LIMITED) | 143 | 0 | 0 |  | 1 | TRUE | PV | TRUE | 350
478 | Rye House (Tertiary) *Stage: 1.0* (ENSO GREEN HOLDINGS LIMITED) | 7 | 0 | 0 |  | 1 | TRUE | PV | TRUE | 49.9
479 | Rye House (Tertiary) *Stage: 2.0* (ENSO GREEN HOLDINGS LIMITED) | 7 | 0 | 0 |  | 1 | TRUE | PV | TRUE | 7.1
480 | Cilfynydd Green Energy Centre *Stage: 1.0* (CILFYNYDD GREEN ENERGY LIMITED) | 137 | 0 | 0 |  | 1 | TRUE | PV | TRUE | 400
481 | Chickerell Solar PV & BESS (CHICKERELL SOLAR LIMITED) | 65 | 0 | 0 |  | 1 | TRUE | PV | TRUE | 400
482 | Cellarhead Green Energy Centre (INNOVA RENEWABLES LIMITED) | 182 | 0 | 0 |  | 1 | TRUE | PV | TRUE | 400
483 | Somerford (PD813ETY LTD) | 158 | 0 | 0 |  | 1 | TRUE | PV | TRUE | 47.5
484 | Southfields (PD503HAN LTD) | 158 | 0 | 0 |  | 1 | TRUE | PV | TRUE | 47.5
485 | Capenhurst (Tertiary) *Stage: 2.0* (ENSO GREEN HOLDINGS LIMITED) | 502 | 0 | 0 |  | 1 | TRUE | PV | TRUE | 7.1
486 | Capenhurst (Tertiary) *Stage: 1.0* (ENSO GREEN HOLDINGS LIMITED) | 502 | 0 | 0 |  | 1 | TRUE | PV | TRUE | 49.9
487 | Staythorpe (BESS and PV) (SSE STAYTHORPE POWER LIMITED) | 102 | 0 | 0 |  | 1 | TRUE | PV | TRUE | 437
488 | Canterbury Tertiary *Stage: 2.0* (ENSO GREEN HOLDINGS LIMITED) | 152 | 0 | 0 |  | 1 | TRUE | PV | TRUE | 7.1
489 | Sulgrave Solar PV (EDF ENERGY RENEWABLES LIMITED) | 629 | 0 | 0 |  | 1 | TRUE | PV | TRUE | 129.8
490 | Sunnica (SUNNICA LIMITED) | 24 | 0 | 0 |  | 1 | TRUE | PV | TRUE | 500
491 | Canterbury Tertiary *Stage: 1.0* (ENSO GREEN HOLDINGS LIMITED) | 152 | 0 | 0 |  | 1 | TRUE | PV | TRUE | 49.9
492 | Rayleigh 1 Tertiary *Stage: 2.0* (RAYLEIGH GREEN LIMITED) | 177 | 0 | 0 |  | 1 | TRUE | PV | TRUE | 7.1
493 | Harker Green Energy Centre (INNOVA RENEWABLES LIMITED) | 112 | 0 | 0 |  | 1 | TRUE | PV | TRUE | 400
494 | Ratcliffe-on-Soar *Stage: 3.0* (ENSO GREEN HOLDINGS C LIMITED) | 591 | 0 | 0 |  | 1 | TRUE | PV | TRUE | 20.2
495 | Ratcliffe-on-Soar *Stage: 2.0* (ENSO GREEN HOLDINGS C LIMITED) | 591 | 0 | 0 |  | 1 | TRUE | PV | TRUE | 49.9
496 | NorthFleet Tertiary (CSE29 LIMITED) | 23 | 0 | 0 |  | 1 | TRUE | PV | TRUE | 49.9
497 | North Wales Hybrid (SOLAR CENTURY HOLDINGS LIMITED) | 298 | 0 | 0 |  | 1 | TRUE | PV | TRUE | 53
498 | Norton (BAYWA R.E. UK LIMITED) | 220 | 0 | 0 |  | 1 | TRUE | PV | TRUE | 57
499 | Norton PV and BESS (Darlington Solar 1 Limited) | 220 | 0 | 0 |  | 1 | TRUE | PV | TRUE | 40.9
500 | Norwich (PIVOTED POWER LLP) | 537 | 0 | 0 |  | 1 | TRUE | PV | TRUE | 57
501 | Oaklands Farm Solar PV (BAYWA R.E. UK LIMITED) | 692 | 0 | 0 |  | 1 | TRUE | PV | TRUE | 162.3
502 | Old Flatts Farm (Net Zero One Limited) | 456 | 0 | 0 |  | 1 | TRUE | PV | TRUE | 750
503 | One Earth Solar Farm (ONE EARTH SOLAR FARM LIMITED) | 13 | 0 | 0 |  | 1 | TRUE | PV | TRUE | 500
504 | Bushbury Green Energy Centre (INNOVA RENEWABLES LIMITED) | 638 | 0 | 0 |  | 1 | TRUE | PV | TRUE | 480
505 | Rayleigh 1 Tertiary *Stage: 1.0* (RAYLEIGH GREEN LIMITED) | 177 | 0 | 0 |  | 1 | TRUE | PV | TRUE | 49.9
506 | Pembroke (spare bay) (ENSO GREEN HOLDINGS LIMITED) | 668 | 0 | 0 |  | 1 | TRUE | PV | TRUE | 120
507 | Pembroke BESS and Solar Station (Renesola Hercules Energy 1 Ltd) | 156 | 0 | 0 |  | 1 | TRUE | PV | TRUE | 99.9
508 | Penwortham Green Energy Centre *Stage: 1.0* (PENWORTHAM GREEN ENERGY LIMITED) | 31 | 0 | 0 |  | 1 | TRUE | PV | TRUE | 400
509 | Daines Green Energy Centre (INNOVA RENEWABLES LIMITED) | 138 | 0 | 0 |  | 1 | TRUE | PV | TRUE | 480
510 | Plas Power Estate North Tertiary (LIGHTSOURCE SPV 192 LIMITED) | 11 | 0 | 0 |  | 1 | TRUE | PV | TRUE | 57
511 | Project Yare (ASHGREEN ENERGY FARM LIMITED) | 169 | 0 | 0 |  | 1 | TRUE | PV | TRUE | 49.5
512 | Cowley (Tertiary) *Stage: 2.0* (COWLEY BALDON GREEN LIMITED) | 207 | 0 | 0 |  | 1 | TRUE | PV | TRUE | 7.1
513 | Cowley (Tertiary) *Stage: 1.0* (COWLEY BALDON GREEN LIMITED) | 207 | 0 | 0 |  | 1 | TRUE | PV | TRUE | 49.9
514 | Ratcliffe-on-Soar *Stage: 1.0* (ENSO GREEN HOLDINGS C LIMITED) | 591 | 0 | 0 |  | 1 | TRUE | PV | TRUE | 49.9
515 | Peak Gen BEGA (PEAK GEN POWER 2 LIMITED) | 705 | 0 | 0 |  | 1 | TRUE | CCGT/CHP/Biomass | TRUE | 20.5
516 | Peak Gen Havant (PEAK GEN POWER 18 LIMITED) | 605 | 0 | 0 |  | 1 | TRUE | CCGT/CHP/Biomass | TRUE | 21
517 | Peak Gen Bracknell (PEAK GEN POWER 11 LIMITED) | 576 | 0 | 0 |  | 1 | TRUE | CCGT/CHP/Biomass | TRUE | 20
518 | Western HVDC Link | 266 | 551 | 0 |  | 1 | TRUE | B6_Transfer_DC | TRUE
519 | Eastern HVDC Link 1 | 4 | 551 | 0 |  | 1 | TRUE | B6_Transfer_DC | TRUE
520 | HARK Border Node 0 | 87 | 161 | 0 |  | 1 | TRUE | B6_Transfer_AC | TRUE
521 | HARK Border Node 1 | 89 | 161 | 0 |  | 1 | TRUE | B6_Transfer_AC | TRUE
522 | STEW Border Node 0 | 242 | 205 | 0 |  | 1 | TRUE | B6_Transfer_AC | TRUE
523 | STEW Border Node 1 | 255 | 205 | 0 |  | 1 | TRUE | B6_Transfer_AC | TRUE

## ext_grid
| name | bus | vm_pu | va_degree | slack_weight | in_service
0 | Slack_Bus | 218 | 1 | 0 | 1 | TRUE

## line
| name | std_type | from_bus | to_bus | length_km | r_ohm_per_km | x_ohm_per_km | c_nf_per_km | g_us_per_km | max_i_ka | df | parallel | type | in_service
0 | ABHA4A-EXET41 (OHL) |  | 199 | 92 | 48.785 | 0.025516 | 0.32243 | 11.4098 | 0 | 2.9993 | 1 | 1 |  | TRUE
1 | ABHA4A-LAGA41 (OHL) |  | 199 | 28 | 26.121 | 0.025543 | 0.30792 | 11.953 | 0 | 3.1292 | 1 | 1 |  | TRUE
2 | ABHA4B-EXET41 (OHL) |  | 201 | 92 | 49.051 | 0.025541 | 0.32244 | 11.4096 | 0 | 1.5993 | 1 | 1 |  | TRUE
3 | ABHA4B-LAGA41 (OHL) |  | 201 | 28 | 26.121 | 0.025543 | 0.30792 | 11.953 | 0 | 1.5993 | 1 | 1 |  | TRUE
4 | ABTH21-COWT2A (OHL) |  | 480 | 375 | 13.318 | 0.028562 | 0.30942 | 11.8769 | 0 | 1.6586 | 1 | 1 |  | TRUE
5 | ABTH21-PYLE21 (OHL) |  | 480 | 528 | 35.388 | 0.038872 | 0.31036 | 11.8379 | 0 | 1.6586 | 1 | 1 |  | TRUE
6 | ABTH21-TREM21 (OHL) |  | 480 | 393 | 46.451 | 0.036908 | 0.34829 | 10.7214 | 0 | 1.1295 | 1 | 1 |  | TRUE
7 | ABTH21-UPPB21 (OHL) |  | 480 | 423 | 26.996 | 0.034569 | 0.32008 | 11.4187 | 0 | 1.5998 | 1 | 1 |  | TRUE
8 | ABTH21-UPPB22 (Composite) |  | 480 | 326 | 27.582 | 0.034136 | 0.31791 | 20.2656 | 0 | 1.2492 | 1 | 1 |  | TRUE
9 | ALDW21-BRIN21 (OHL) |  | 398 | 494 | 17.961 | 0.060716 | 0.32118 | 11.3626 | 0 | 1.1232 | 1 | 1 |  | TRUE
10 | ALDW21-WMEL21 (OHL) |  | 398 | 446 | 8.96 | 0.034521 | 0.32841 | 11.131 | 0 | 1.5998 | 1 | 1 |  | TRUE
11 | ALVE4A-INDQ41 (OHL) |  | 217 | 175 | 97.176 | 0.034922 | 0.31888 | 11.4936 | 0 | 1.5993 | 1 | 1 |  | TRUE
12 | ALVE4A-TAUN41 (OHL) |  | 217 | 142 | 73.293 | 0.025541 | 0.32243 | 11.4097 | 0 | 1.5993 | 1 | 1 |  | TRUE
13 | ALVE4B-INDQ41 (OHL) |  | 64 | 175 | 97.294 | 0.034913 | 0.31889 | 11.4934 | 0 | 1.5993 | 1 | 1 |  | TRUE
14 | ALVE4B-TAUN42 (OHL) |  | 64 | 281 | 73.298 | 0.02554 | 0.32243 | 11.4096 | 0 | 1.5993 | 1 | 1 |  | TRUE
15 | AMEM4A-ECLA41 (OHL) |  | 261 | 291 | 35.315 | 0.029087 | 0.31832 | 11.5297 | 0 | 2.5201 | 1 | 1 |  | TRUE
16 | AMEM4A-IVER4A (OHL) |  | 261 | 69 | 20.256 | 0.029068 | 0.31833 | 11.5296 | 0 | 2.5201 | 1 | 1 |  | TRUE
17 | AMEM4B-ECLA41 (OHL) |  | 188 | 291 | 35.315 | 0.029087 | 0.31832 | 11.5297 | 0 | 2.549 | 1 | 1 |  | TRUE
18 | AMEM4B-IVER4B (OHL) |  | 188 | 29 | 20.256 | 0.029068 | 0.31833 | 11.5296 | 0 | 2.549 | 1 | 1 |  | TRUE
19 | AXMI41-CHIC4A (Composite) |  | 96 | 65 | 39.5 | 0.015352 | 0.26771 | 65.8891 | 0 | 3.2 | 1 | 1 |  | TRUE
20 | AXMI41-EXET41 (OHL) |  | 96 | 92 | 36.184 | 0.017864 | 0.30577 | 12.0472 | 0 | 3.2 | 1 | 1 |  | TRUE
21 | BAGB21-MAGA21 (parallel Composite) |  | 455 | 518 | 14.018 | 0.023468 | 0.2814 | 51.1972 | 0 | 2.1372 | 1 | 1 |  | TRUE
22 | BAGB21-SWAN21 (parallel Composite) |  | 455 | 335 | 19.649 | 0.024055 | 0.2882 | 40.9499 | 0 | 3.0043 | 1 | 1 |  | TRUE
23 | BARK21-REBR22 (OHL) |  | 376 | 416 | 10.879 | 0.028571 | 0.30941 | 11.8801 | 0 | 2.0995 | 1 | 1 |  | TRUE
24 | BARK22-REBR21 (OHL) |  | 469 | 519 | 10.854 | 0.028567 | 0.30943 | 11.8803 | 0 | 2.1918 | 1 | 1 |  | TRUE
25 | BARK41-CHUE4A (OHL) |  | 129 | 40 | 13.654 | 0.02496 | 0.30807 | 11.8878 | 0 | 4.2695 | 1 | 1 |  | TRUE
26 | BARK41-CHUE4B (OHL) |  | 129 | 181 | 13.654 | 0.02496 | 0.30807 | 11.8878 | 0 | 4.2695 | 1 | 1 |  | TRUE
27 | BARK41-WHAM41 (Composite) |  | 129 | 117 | 9.786 | 0.025506 | 0.3131 | 21.2526 | 0 | 2.4682 | 1 | 1 |  | TRUE
28 | BARK41-WHAM41 (OHL) |  | 129 | 117 | 9.662 | 0.025668 | 0.31629 | 11.6189 | 0 | 2.5201 | 1 | 1 |  | TRUE
29 | BARK41-WTHU4A (OHL) |  | 129 | 151 | 15.872 | 0.029133 | 0.31835 | 11.5296 | 0 | 2.5201 | 1 | 1 |  | TRUE
30 | BARK41-WTHU4B (OHL) |  | 129 | 325 | 15.872 | 0.029133 | 0.31835 | 11.5296 | 0 | 2.5201 | 1 | 1 |  | TRUE
31 | BEDD21-CHSI21 (Composite) |  | 482 | 419 | 18.122 | 0.028377 | 0.30735 | 18.518 | 0 | 1.5998 | 1 | 1 |  | TRUE
32 | BEDD21-WIMB21 (Composite) |  | 482 | 362 | 9.468 | 0.032669 | 0.31271 | 52.0153 | 0 | 1.308 | 1 | 1 |  | TRUE
33 | BEDD22-CHSI21 (Composite) |  | 520 | 419 | 17.973 | 0.028486 | 0.30834 | 15.0398 | 0 | 1.3898 | 1 | 1 |  | TRUE
34 | BEDD23-WIMB2A (Composite) |  | 336 | 384 | 9.082 | 0.033141 | 0.31817 | 39.2793 | 0 | 1.5284 | 1 | 1 |  | TRUE
35 | BEDD4A-ROWD42 (Cable) |  | 212 | 128 | 10.1 | 0.011248 | 0.20467 | 239.9999 | 0 | 1.5646 | 1 | 1 |  | TRUE
36 | BEDD4B-ROWD41 (Cable) |  | 25 | 103 | 10.1 | 0.010931 | 0.20198 | 244.9999 | 0 | 1.5646 | 1 | 1 |  | TRUE
37 | BESW21-COVE21 (OHL) |  | 500 | 413 | 18.668 | 0.034555 | 0.32007 | 11.4189 | 0 | 1.5998 | 1 | 1 |  | TRUE
38 | BESW21-COVE21 (OHL) |  | 500 | 413 | 18.668 | 0.034555 | 0.32007 | 11.4189 | 0 | 1.5998 | 1 | 1 |  | TRUE
39 | BESW21-FECK21 (OHL) |  | 500 | 522 | 35.814 | 0.03009 | 0.31875 | 11.5077 | 0 | 1.5998 | 1 | 1 |  | TRUE
40 | BESW21-OCKH21 (Composite) |  | 500 | 460 | 57.67 | 0.030397 | 0.31745 | 16.6385 | 0 | 1.3395 | 1 | 1 |  | TRUE
41 | BICF41-SPLN41 (OHL) |  | 8 | 121 | 20.109 | 0.015197 | 0.28246 | 13.0462 | 0 | 4.0746 | 1 | 1 |  | TRUE
42 | BICF41-WALP41 (OHL) |  | 8 | 36 | 37.775 | 0.014189 | 0.27481 | 13.3715 | 0 | 4.118 | 1 | 1 |  | TRUE
43 | BICF41-WBUR41 (OHL) |  | 8 | 203 | 65.55 | 0.014182 | 0.27482 | 13.3719 | 0 | 4.2883 | 1 | 1 |  | TRUE
44 | BICF41-WBUR42 (OHL) |  | 8 | 20 | 65.55 | 0.014182 | 0.27482 | 13.3719 | 0 | 4.2883 | 1 | 1 |  | TRUE
45 | BIRK21-CAPE21 (OHL) |  | 380 | 502 | 15.448 | 0.034415 | 0.3348 | 10.9128 | 0 | 1.5998 | 1 | 1 |  | TRUE
46 | BIRK21-CAPE21 (OHL) |  | 380 | 502 | 15.448 | 0.034415 | 0.3348 | 10.9128 | 0 | 1.5998 | 1 | 1 |  | TRUE
47 | BIRK21-LISD2A (Cable) |  | 380 | 483 | 12.891 | 0.015898 | 0.1747 | 408.2785 | 0 | 1.5515 | 1 | 1 |  | TRUE
48 | BISW21-FECK21 (OHL) |  | 401 | 522 | 22.83 | 0.031072 | 0.3191 | 11.4861 | 0 | 1.5998 | 1 | 1 |  | TRUE
49 | BISW21-KITW21 (OHL) |  | 401 | 404 | 27.111 | 0.029401 | 0.31342 | 11.7135 | 0 | 1.5998 | 1 | 1 |  | TRUE
50 | BISW21-KITW21 (OHL) |  | 401 | 404 | 24.226 | 0.029094 | 0.31291 | 11.7354 | 0 | 1.5998 | 1 | 1 |  | TRUE
51 | BISW21-PENN21 (OHL) |  | 401 | 408 | 30.172 | 0.030905 | 0.31897 | 11.492 | 0 | 1.5998 | 1 | 1 |  | TRUE
52 | BLYT21-STEW21 (OHL) |  | 432 | 417 | 26.779 | 0.04157 | 0.39299 | 9.4251 | 0 | 1.1295 | 1 | 1 |  | TRUE
53 | BLYT21-STEW21 (OHL) |  | 432 | 417 | 26.711 | 0.041591 | 0.39297 | 9.4252 | 0 | 1.1295 | 1 | 1 |  | TRUE
54 | BLYT21-TYNE21 (OHL) |  | 432 | 478 | 16.818 | 0.033365 | 0.32124 | 11.4229 | 0 | 2.5613 | 1 | 1 |  | TRUE
55 | BLYT41-MEDB4A (Composite) |  | 314 | 268 | 26.757 | 0.025474 | 0.30736 | 13.3964 | 0 | 2.7583 | 1 | 1 |  | TRUE
56 | BLYT41-MEDB4B (Composite) |  | 314 | 139 | 27.126 | 0.025304 | 0.30636 | 17.6876 | 0 | 2.7583 | 1 | 1 |  | TRUE
57 | BODE41-PENM4A (Cable) |  | 298 | 323 | 0.8 | 0.016 | 0.188 | 190.0012 | 0 | 1.4145 | 1 | 1 |  | TRUE
58 | BODE41-PENM4B (OHL) |  | 298 | 185 | 0.5 | 0.016 | 0.2784 | 13.0666 | 0 | 3.6229 | 1 | 1 |  | TRUE
59 | BOLN41-LOVE41 (OHL) |  | 259 | 107 | 64.774 | 0.017365 | 0.27828 | 13.1146 | 0 | 3.9909 | 1 | 1 |  | TRUE
60 | BOLN41-LOVE41 (OHL) |  | 259 | 107 | 64.774 | 0.017365 | 0.27828 | 13.1146 | 0 | 3.9909 | 1 | 1 |  | TRUE
61 | BOLN41-NINF41 (OHL) |  | 259 | 296 | 51.404 | 0.017368 | 0.2783 | 13.1146 | 0 | 3.9909 | 1 | 1 |  | TRUE
62 | BOTW41-CHIL41 (OHL) |  | 180 | 282 | 7.479 | 0.01412 | 0.2749 | 13.372 | 0 | 4.2883 | 1 | 1 |  | TRUE
63 | BOTW41-LOVE41 (OHL) |  | 180 | 107 | 14.672 | 0.014177 | 0.27481 | 13.3719 | 0 | 4.2883 | 1 | 1 |  | TRUE
64 | BRAW21-ELLA21 (Composite) |  | 439 | 454 | 16.883 | 0.034446 | 0.31956 | 13.5583 | 0 | 1.2996 | 1 | 1 |  | TRUE
65 | BRAW21-KIRK21 (Composite) |  | 439 | 437 | 21.826 | 0.029244 | 0.29625 | 104.4028 | 0 | 1.2996 | 1 | 1 |  | TRUE
66 | BRAW21-MONF21 (OHL) |  | 439 | 418 | 51.155 | 0.017356 | 0.27828 | 13.1145 | 0 | 2.1372 | 1 | 1 |  | TRUE
67 | BRAW4A-PADI41 (OHL) |  | 120 | 317 | 59.3 | 0.020344 | 0.30546 | 12.0516 | 0 | 3.0975 | 1 | 1 |  | TRUE
68 | BRED21-MACC21 (OHL) |  | 434 | 445 | 19.612 | 0.029615 | 0.31338 | 11.7198 | 0 | 1.5809 | 1 | 1 |  | TRUE
69 | BRED21-SMAN21 (parallel Composite) |  | 434 | 348 | 15.633 | 0.024816 | 0.22272 | 125.9028 | 0 | 1.5725 | 1 | 1 |  | TRUE
70 | BRED21-STAL21 (OHL) |  | 434 | 329 | 15.054 | 0.033407 | 0.31865 | 11.4951 | 0 | 1.942 | 1 | 1 |  | TRUE
71 | BRFO41-NORM41 (Composite) |  | 237 | 169 | 61.676 | 0.025501 | 0.3222 | 12.0365 | 0 | 1.9428 | 1 | 1 |  | TRUE
72 | BRFO41-NORM41 (Composite) |  | 237 | 169 | 61.676 | 0.025501 | 0.3222 | 12.0365 | 0 | 1.9428 | 1 | 1 |  | TRUE
73 | BRIM2A-TOTT23 (Composite) |  | 351 | 369 | 7.748 | 0.033674 | 0.31566 | 29.3254 | 0 | 1.942 | 1 | 1 |  | TRUE
74 | BRIM2A-WALX22 (OHL) |  | 351 | 353 | 5.865 | 0.034557 | 0.32004 | 11.4186 | 0 | 1.942 | 1 | 1 |  | TRUE
75 | BRIM2B-TOTT22 (Composite) |  | 507 | 334 | 7.698 | 0.0335 | 0.31447 | 34.1935 | 0 | 1.942 | 1 | 1 |  | TRUE
76 | BRIM2B-WALX22 (OHL) |  | 507 | 353 | 5.997 | 0.034553 | 0.32005 | 11.4186 | 0 | 1.942 | 1 | 1 |  | TRUE
77 | BRIN21-CHTE21 (Composite) |  | 494 | 461 | 22.684 | 0.017303 | 0.27688 | 17.35 | 0 | 1.5809 | 1 | 1 |  | TRUE
78 | BRIN21-JORD21 (Composite) |  | 494 | 529 | 14.746 | 0.033181 | 0.30351 | 45.7933 | 0 | 1.0476 | 1 | 1 |  | TRUE
79 | BRIN21-NORL2A (Composite) |  | 494 | 364 | 16.102 | 0.033252 | 0.28579 | 64.8799 | 0 | 0.79989 | 1 | 1 |  | TRUE
80 | BRIN21-TEMP21 (OHL) |  | 494 | 378 | 2.757 | 0.034562 | 0.32093 | 11.386 | 0 | 1.5998 | 1 | 1 |  | TRUE
81 | BRIN21-TEMP22 (OHL) |  | 494 | 497 | 2.757 | 0.034562 | 0.32093 | 11.386 | 0 | 1.5998 | 1 | 1 |  | TRUE
82 | BRIN22-CHTE21 (OHL) |  | 456 | 461 | 22.375 | 0.017339 | 0.27837 | 13.1095 | 0 | 2.1372 | 1 | 1 |  | TRUE
83 | BRIN22-THUR21 (OHL) |  | 456 | 524 | 5.704 | 0.079417 | 0.31608 | 11.5269 | 0 | 1.1232 | 1 | 1 |  | TRUE
84 | BRIN22-TINP21 (OHL) |  | 456 | 495 | 3.17 | 0.034592 | 0.32015 | 11.4189 | 0 | 1.5998 | 1 | 1 |  | TRUE
85 | BRIN22-TINP22 (OHL) |  | 456 | 511 | 3.17 | 0.034592 | 0.32015 | 11.4189 | 0 | 1.5998 | 1 | 1 |  | TRUE
86 | BRIN41-THOM41 (OHL) |  | 276 | 141 | 36.299 | 0.017367 | 0.2784 | 13.111 | 0 | 3.1581 | 1 | 1 |  | TRUE
87 | BRIN41-THOM42 (OHL) |  | 276 | 283 | 36.299 | 0.017367 | 0.2784 | 13.111 | 0 | 3.1913 | 1 | 1 |  | TRUE
88 | BRLE41-DIDC41 (parallel Composite) |  | 310 | 157 | 43.391 | 0.01545 | 0.24794 | 39.9191 | 0 | 3.2 | 1 | 1 |  | TRUE
89 | BRLE41-DIDC41 (parallel Composite) |  | 310 | 157 | 43.391 | 0.01545 | 0.24776 | 61.6059 | 0 | 2.9402 | 1 | 1 |  | TRUE
90 | BRLE41-FLEE41 (OHL) |  | 310 | 105 | 17.555 | 0.017317 | 0.27826 | 13.1146 | 0 | 3.2 | 1 | 1 |  | TRUE
91 | BRLE41-FLEE41 (OHL) |  | 310 | 105 | 17.555 | 0.017317 | 0.27826 | 13.1146 | 0 | 3.2 | 1 | 1 |  | TRUE
92 | BRLE41-WWEY4A (OHL) |  | 310 | 168 | 49.375 | 0.025568 | 0.30769 | 11.9634 | 0 | 2.7583 | 1 | 1 |  | TRUE
93 | BRLE41-WWEY4B (OHL) |  | 310 | 116 | 49.375 | 0.025568 | 0.30769 | 11.9634 | 0 | 2.7583 | 1 | 1 |  | TRUE
94 | BURW41-PELH41 (OHL) |  | 24 | 33 | 42.934 | 0.014199 | 0.2748 | 13.3711 | 0 | 3.2303 | 1 | 1 |  | TRUE
95 | BURW41-PELH41 (OHL) |  | 24 | 33 | 42.782 | 0.014174 | 0.27481 | 13.3713 | 0 | 4.2883 | 1 | 1 |  | TRUE
96 | BURW41-WALP41 (OHL) |  | 24 | 36 | 51.189 | 0.014191 | 0.27481 | 13.3716 | 0 | 4.2883 | 1 | 1 |  | TRUE
97 | BURW41-WALP41 (OHL) |  | 24 | 36 | 51.183 | 0.014192 | 0.27481 | 13.3716 | 0 | 4.2883 | 1 | 1 |  | TRUE
98 | BUSH21-DRAK21 (OHL) |  | 426 | 441 | 38.153 | 0.028939 | 0.31746 | 11.5659 | 0 | 2.1372 | 1 | 1 |  | TRUE
99 | BUSH21-PENN21 (OHL) |  | 426 | 408 | 21.653 | 0.028779 | 0.31706 | 11.5845 | 0 | 1.5998 | 1 | 1 |  | TRUE
100 | BUSH21-WIEN2B (Composite) |  | 426 | 421 | 9.515 | 0.024718 | 0.27055 | 213.8488 | 0 | 1.4297 | 1 | 1 |  | TRUE
101 | BUST21-NECH21 (Composite) |  | 355 | 389 | 10.296 | 0.019097 | 0.23277 | 312.8503 | 0 | 1.2576 | 1 | 1 |  | TRUE
102 | BUST21-NECH21 (Composite) |  | 355 | 389 | 10.267 | 0.019151 | 0.23298 | 313.0477 | 0 | 1.2576 | 1 | 1 |  | TRUE
103 | CAMA11-IROA13 (Cable) |  | 782 | 549 | 1 | 1.4201 | 9.6686 | 329.1979 | 0 | 0.86603 | 1 | 1 |  | TRUE
104 | CAMA12-IROA12 (Cable) |  | 695 | 748 | 1 | 1.4201 | 9.6686 | 329.1979 | 0 | 0.86603 | 1 | 1 |  | TRUE
105 | CANT41-CANT41 (Cable) |  | 152 | 152 | 0.1 | 0.016 | 0.192 | 217.147 | 0 | 4.4774 | 1 | 1 |  | TRUE
106 | CANT41-CANT41 (Cable) |  | 152 | 152 | 0.1 | 0.016 | 0.192 | 217.147 | 0 | 4.4774 | 1 | 1 |  | TRUE
107 | CANT41-CANT41 (Cable) |  | 152 | 152 | 0.1 | 0.016 | 0.192 | 217.147 | 0 | 4.4774 | 1 | 1 |  | TRUE
108 | CANT41-CLEH41 (OHL) |  | 152 | 143 | 14.7 | 0.024925 | 0.30694 | 11.9385 | 0 | 4.118 | 1 | 1 |  | TRUE
109 | CANT41-KEMS4A (OHL) |  | 152 | 288 | 28.2 | 0.024908 | 0.30701 | 11.9386 | 0 | 3.9909 | 1 | 1 |  | TRUE
110 | CANT41-RICH41 (OHL) |  | 152 | 164 | 25 | 0.025536 | 0.30771 | 11.9634 | 0 | 2.5995 | 1 | 1 |  | TRUE
111 | CANT41-RICH41 (OHL) |  | 152 | 164 | 25 | 0.025536 | 0.30771 | 11.9634 | 0 | 2.5995 | 1 | 1 |  | TRUE
112 | CANT41-SELL4C (OHL) |  | 152 | 251 | 26.711 | 0.024919 | 0.30699 | 11.9389 | 0 | 4.2695 | 1 | 1 |  | TRUE
113 | CANT41-SELL4D (OHL) |  | 152 | 214 | 26.711 | 0.024919 | 0.30699 | 11.9389 | 0 | 4.2709 | 1 | 1 |  | TRUE
114 | CAPE1A-INCE11 (Cable) |  | 621 | 693 | 1 | 0.38786 | 3.5984 | 593.4696 | 0 | 1.0497 | 1 | 1 |  | TRUE
115 | CAPE1B-INCE11 (Cable) |  | 764 | 693 | 1 | 0.38402 | 3.5634 | 592.1908 | 0 | 1.0497 | 1 | 1 |  | TRUE
116 | CAPE4A-CONQ41 (OHL) |  | 2 | 113 | 11.543 | 0.014138 | 0.27487 | 13.372 | 0 | 4.2883 | 1 | 1 |  | TRUE
117 | CAPE4A-FROD41 (OHL) |  | 2 | 226 | 18.404 | 0.017301 | 0.25438 | 14.4334 | 0 | 3.4901 | 1 | 1 |  | TRUE
118 | CAPE4B-CONQ41 (OHL) |  | 319 | 113 | 11.543 | 0.014138 | 0.27487 | 13.372 | 0 | 4.2883 | 1 | 1 |  | TRUE
119 | CAPE4B-FROD41 (OHL) |  | 319 | 226 | 18.315 | 0.017297 | 0.25439 | 14.4337 | 0 | 3.4901 | 1 | 1 |  | TRUE
120 | CARE21-COWT2A (OHL) |  | 474 | 375 | 27.881 | 0.041581 | 0.39298 | 9.4211 | 0 | 1.1295 | 1 | 1 |  | TRUE
121 | CARE21-USKM2B (OHL) |  | 474 | 433 | 19.94 | 0.041567 | 0.39299 | 9.4252 | 0 | 1.1295 | 1 | 1 |  | TRUE
122 | CARR21-SMAN21 (Composite) |  | 526 | 348 | 10.977 | 0.032725 | 0.32794 | 20.4276 | 0 | 1.3961 | 1 | 1 |  | TRUE
123 | CARR21-SMAN21 (Composite) |  | 526 | 348 | 9.427 | 0.033212 | 0.32899 | 17.3604 | 0 | 1.3961 | 1 | 1 |  | TRUE
124 | CARR41-KEAR41 (OHL) |  | 239 | 72 | 13.154 | 0.027368 | 0.31309 | 11.7403 | 0 | 2.8564 | 1 | 1 |  | TRUE
125 | CARR41-PEWO4A (OHL) |  | 239 | 264 | 56.9 | 0.027782 | 0.31435 | 11.692 | 0 | 2.8001 | 1 | 1 |  | TRUE
126 | CARR42-DAIN41 (OHL) |  | 104 | 138 | 2.063 | 0.027145 | 0.31333 | 11.7312 | 0 | 2.1651 | 1 | 1 |  | TRUE
127 | CARR4B-DAIN41 (OHL) |  | 1 | 138 | 2.036 | 0.029077 | 0.31827 | 11.5213 | 0 | 2.2416 | 1 | 1 |  | TRUE
128 | CELL41-DAIN41 (parallel Composite) |  | 182 | 138 | 55.722 | 0.024321 | 0.29604 | 27.4666 | 0 | 3.3198 | 1 | 1 |  | TRUE
129 | CELL41-MACC41 (OHL) |  | 182 | 204 | 31.617 | 0.02505 | 0.30702 | 11.9478 | 0 | 4.2695 | 1 | 1 |  | TRUE
130 | CHIC41-EXET41 (Composite) |  | 241 | 92 | 75.92 | 0.016565 | 0.28588 | 40.0635 | 0 | 3.2 | 1 | 1 |  | TRUE
131 | CHIC41-MANN41 (OHL) |  | 241 | 273 | 53.913 | 0.017361 | 0.27829 | 13.1146 | 0 | 3.4901 | 1 | 1 |  | TRUE
132 | CHIC4A-MANN41 (OHL) |  | 65 | 273 | 54.066 | 0.017371 | 0.2783 | 13.1145 | 0 | 3.4901 | 1 | 1 |  | TRUE
133 | CHIL41-FAWL41 (Cable) |  | 282 | 77 | 3.73 | 0.015871 | 0.1008 | 303.9859 | 0 | 1.1547 | 1 | 1 |  | TRUE
134 | CHIL41-FAWL41 (Cable) |  | 282 | 77 | 3.69 | 0.016043 | 0.1006 | 303.9859 | 0 | 1.1547 | 1 | 1 |  | TRUE
135 | CHIL41-LOVE41 (Composite) |  | 282 | 107 | 22.694 | 0.014171 | 0.27426 | 17.7504 | 0 | 1.3005 | 1 | 1 |  | TRUE
136 | CHSI21-WWEY21 (OHL) |  | 419 | 442 | 15.318 | 0.025623 | 0.30753 | 11.9556 | 0 | 2.3178 | 1 | 1 |  | TRUE
137 | CHSI21-WWEY22 (OHL) |  | 419 | 508 | 15.347 | 0.025624 | 0.30754 | 11.9555 | 0 | 2.3178 | 1 | 1 |  | TRUE
138 | CHTE21-HIGM21 (OHL) |  | 461 | 327 | 43.792 | 0.021034 | 0.31188 | 11.7993 | 0 | 2.6411 | 1 | 1 |  | TRUE
139 | CHTE21-HIGM21 (OHL) |  | 461 | 327 | 43.651 | 0.021032 | 0.31188 | 11.7995 | 0 | 2.8868 | 1 | 1 |  | TRUE
140 | CHUE4A-TILB41 (Composite) |  | 40 | 22 | 13.525 | 0.024488 | 0.30391 | 19.1723 | 0 | 3.7398 | 1 | 1 |  | TRUE
141 | CHUE4A-WTHU4D (OHL) |  | 40 | 301 | 2.419 | 0.025134 | 0.32278 | 11.333 | 0 | 4.2695 | 1 | 1 |  | TRUE
142 | CHUE4B-TILB41 (Composite) |  | 181 | 22 | 13.525 | 0.024488 | 0.30391 | 19.1723 | 0 | 3.7398 | 1 | 1 |  | TRUE
143 | CHUE4B-WTHU4C (OHL) |  | 181 | 145 | 2.581 | 0.024797 | 0.32174 | 11.3647 | 0 | 4.2695 | 1 | 1 |  | TRUE
144 | CILF2A-UPPB21 (OHL) |  | 430 | 423 | 6.975 | 0.034587 | 0.32006 | 11.4191 | 0 | 1.5998 | 1 | 1 |  | TRUE
145 | CILF2B-UPPB22 (OHL) |  | 390 | 326 | 6.975 | 0.034587 | 0.32006 | 11.4191 | 0 | 1.5998 | 1 | 1 |  | TRUE
146 | CILF41-IMPP41 (OHL) |  | 137 | 147 | 25.119 | 0.017389 | 0.28001 | 13.0489 | 0 | 3.2 | 1 | 1 |  | TRUE
147 | CILF41-RASS41 (OHL) |  | 137 | 115 | 26.901 | 0.017367 | 0.27829 | 13.1144 | 0 | 3.2 | 1 | 1 |  | TRUE
148 | CILF41-RHIG41 (OHL) |  | 137 | 55 | 25.011 | 0.017336 | 0.27828 | 13.1146 | 0 | 3.2 | 1 | 1 |  | TRUE
149 | CILF41-SWAN41 (OHL) |  | 137 | 171 | 61.595 | 0.017352 | 0.27828 | 13.1144 | 0 | 3.2 | 1 | 1 |  | TRUE
150 | CILF41-SWAN42 (OHL) |  | 137 | 196 | 61.655 | 0.017361 | 0.2783 | 13.1143 | 0 | 3.8856 | 1 | 1 |  | TRUE
151 | CILF41-WHSO4A (OHL) |  | 137 | 195 | 35.208 | 0.017405 | 0.27953 | 13.0675 | 0 | 3.2 | 1 | 1 |  | TRUE
152 | CITR41-CITR41 (Cable) |  | 43 | 43 | 0.1 | 0.016 | 0.128 | 358.0986 | 0 | 1.95 | 1 | 1 |  | TRUE
153 | CITR41-CITR41 (Cable) |  | 43 | 43 | 0.1 | 0.016 | 0.128 | 358.0986 | 0 | 1.9659 | 1 | 1 |  | TRUE
154 | CITR41-PUDM41 (Cable) |  | 43 | 299 | 7.29 | 0.014486 | 0.13125 | 358.0986 | 0 | 1.4203 | 1 | 1 |  | TRUE
155 | CITR41-SJOW41 (Cable) |  | 43 | 210 | 7.243 | 0.014359 | 0.13122 | 358.0986 | 0 | 1.4203 | 1 | 1 |  | TRUE
156 | CITR41-SJOW41 (Cable) |  | 43 | 210 | 6.776 | 0.014404 | 0.13129 | 358.0986 | 0 | 1.4203 | 1 | 1 |  | TRUE
157 | CITR41-WHAM4B (Cable) |  | 43 | 232 | 9.39 | 0.014483 | 0.1312 | 358.0986 | 0 | 1.4203 | 1 | 1 |  | TRUE
158 | CLEH41-KEMS4B (OHL) |  | 143 | 289 | 13.5 | 0.024889 | 0.30696 | 11.9385 | 0 | 4.118 | 1 | 1 |  | TRUE
159 | CONQ41-DAIN41 (OHL) |  | 113 | 138 | 60.331 | 0.024929 | 0.30697 | 11.9383 | 0 | 4.118 | 1 | 1 |  | TRUE
160 | CONQ41-DAIN41 (OHL) |  | 113 | 138 | 60.294 | 0.024891 | 0.30682 | 11.9447 | 0 | 4.118 | 1 | 1 |  | TRUE
161 | CONQ41-FLIB41 (Cable) |  | 113 | 266 | 3.495 | 0.010072 | 0.2289 | 250.0002 | 0 | 2.0048 | 1 | 1 |  | TRUE
162 | CONQ41-FLIB41 (Cable) |  | 113 | 266 | 3.388 | 0.01039 | 0.22904 | 250.0002 | 0 | 2.0048 | 1 | 1 |  | TRUE
163 | CONQ41-PENM4A (Composite) |  | 113 | 323 | 30.427 | 0.0173 | 0.27765 | 14.5228 | 0 | 3.2 | 1 | 1 |  | TRUE
164 | CONQ41-PENM4B (Composite) |  | 113 | 185 | 30.427 | 0.0173 | 0.27765 | 14.5228 | 0 | 3.2 | 1 | 1 |  | TRUE
165 | CONQ41-TREU4A (OHL) |  | 113 | 78 | 14.323 | 0.027369 | 0.31301 | 11.7463 | 0 | 3.0946 | 1 | 1 |  | TRUE
166 | CONQ41-TREU4B (OHL) |  | 113 | 275 | 14.323 | 0.027369 | 0.31301 | 11.7463 | 0 | 2.8564 | 1 | 1 |  | TRUE
167 | COSO41-RAYL41 (OHL) |  | 219 | 177 | 13.913 | 0.024955 | 0.31027 | 11.8112 | 0 | 3.8437 | 1 | 1 |  | TRUE
168 | COSO41-TILB4B (OHL) |  | 219 | 51 | 12.363 | 0.024978 | 0.3106 | 11.7963 | 0 | 3.1278 | 1 | 1 |  | TRUE
169 | COTT41-MARH4B (OHL) |  | 62 | 312 | 100.853 | 0.028112 | 0.31495 | 11.6639 | 0 | 2.5201 | 1 | 1 |  | TRUE
170 | COTT41-RYHA4A (OHL) |  | 62 | 35 | 76.891 | 0.017354 | 0.2783 | 13.1145 | 0 | 3.2 | 1 | 1 |  | TRUE
171 | COTT41-STAY41 (parallel Composite) |  | 62 | 209 | 28.288 | 0.02862 | 0.31357 | 15.163 | 0 | 2.8564 | 1 | 1 |  | TRUE
172 | COTT42-RYHA4B (OHL) |  | 27 | 67 | 76.816 | 0.017371 | 0.2783 | 13.1146 | 0 | 3.2 | 1 | 1 |  | TRUE
173 | COTT42-STAY41 (OHL) |  | 27 | 209 | 27.698 | 0.025475 | 0.30599 | 12.0189 | 0 | 2.8564 | 1 | 1 |  | TRUE
174 | COTT42-WBUR42 (OHL) |  | 27 | 20 | 6.76 | 0.024852 | 0.31266 | 11.7547 | 0 | 4.2883 | 1 | 1 |  | TRUE
175 | COVE21-NECH21 (OHL) |  | 413 | 389 | 30.715 | 0.015241 | 0.27603 | 13.2911 | 0 | 2.1372 | 1 | 1 |  | TRUE
176 | COVE21-RATS2A (Composite) |  | 413 | 451 | 65.363 | 0.025118 | 0.30526 | 15.0311 | 0 | 2.0995 | 1 | 1 |  | TRUE
177 | COWL41-CULJ4A (OHL) |  | 207 | 149 | 6.496 | 0.017241 | 0.27833 | 13.1145 | 0 | 3.2 | 1 | 1 |  | TRUE
178 | COWL41-DIDC41 (OHL) |  | 207 | 157 | 11.503 | 0.017387 | 0.27833 | 13.1142 | 0 | 3.2 | 1 | 1 |  | TRUE
179 | COWL41-ECLA41 (OHL) |  | 207 | 291 | 36.301 | 0.017366 | 0.2783 | 13.1146 | 0 | 3.2 | 1 | 1 |  | TRUE
180 | COWL41-LEIB4A (OHL) |  | 207 | 94 | 52.495 | 0.016367 | 0.27721 | 13.1956 | 0 | 3.2 | 1 | 1 |  | TRUE
181 | COWL41-MITY41 (Composite) |  | 207 | 158 | 102.197 | 0.0222 | 0.28953 | 19.0912 | 0 | 1.2658 | 1 | 1 |  | TRUE
182 | COWL41-WALH41 (Composite) |  | 207 | 270 | 91.645 | 0.019728 | 0.28573 | 19.9888 | 0 | 1.2658 | 1 | 1 |  | TRUE
183 | COWT2A-PYLE21 (OHL) |  | 375 | 528 | 22.6 | 0.044639 | 0.3109 | 11.8153 | 0 | 1.6586 | 1 | 1 |  | TRUE
184 | CREB2A-HEDO21 (OHL) |  | 427 | 346 | 20.347 | 0.020963 | 0.28199 | 13.0572 | 0 | 3.1912 | 1 | 1 |  | TRUE
185 | CREB2B-SAEN21 (OHL) |  | 392 | 485 | 20.347 | 0.020963 | 0.28199 | 13.0572 | 0 | 3.1912 | 1 | 1 |  | TRUE
186 | CREB41-GART4A (OHL) |  | 53 | 134 | 32.081 | 0.017356 | 0.2783 | 13.1142 | 0 | 3.8437 | 1 | 1 |  | TRUE
187 | CREB41-GART4B (OHL) |  | 53 | 41 | 32.109 | 0.017341 | 0.2783 | 13.1141 | 0 | 3.8437 | 1 | 1 |  | TRUE
188 | CULJ4A-DIDC41 (OHL) |  | 149 | 157 | 4.898 | 0.017313 | 0.27832 | 13.1145 | 0 | 3.2 | 1 | 1 |  | TRUE
189 | DAIN41-MACC41 (parallel Composite) |  | 138 | 204 | 35.993 | 0.024049 | 0.28943 | 36.9223 | 0 | 3.0946 | 1 | 1 |  | TRUE
190 | DAMC41-KINO41 (Cable) |  | 123 | 21 | 0.919 | 0.001741 | 0.0087051 | 57.2953 | 0 | 2.2055 | 1 | 1 |  | TRUE
191 | DINO41-PENT41 (Cable) |  | 3 | 293 | 10.762 | 0.01115 | 0.17603 | 397.8874 | 0 | 2.2473 | 1 | 1 |  | TRUE
192 | DINO41-PENT41 (Composite) |  | 3 | 293 | 10.728 | 0.01387 | 0.2091 | 235.4349 | 0 | 2.2675 | 1 | 1 |  | TRUE
193 | DRAK41-BUST4A (OHL) |  | 253 | 174 | 34.592 | 0.017345 | 0.27831 | 13.1141 | 0 | 1.592 | 1 | 1 |  | TRUE
194 | DRAK41-BUST4B (OHL) |  | 253 | 58 | 34.537 | 0.017373 | 0.27829 | 13.1141 | 0 | 3.2 | 1 | 1 |  | TRUE
195 | DRAK41-HAMH41 (OHL) |  | 253 | 269 | 29.434 | 0.029028 | 0.31838 | 11.5291 | 0 | 2.5201 | 1 | 1 |  | TRUE
196 | DRAK41-OLDB4A (Composite) |  | 253 | 98 | 49.318 | 0.02988 | 0.3179 | 14.7267 | 0 | 1.5415 | 1 | 1 |  | TRUE
197 | DRAK41-RATS41 (OHL) |  | 253 | 206 | 32.907 | 0.028298 | 0.3176 | 11.563 | 0 | 2.5201 | 1 | 1 |  | TRUE
198 | DRAK41-RUGE41 (OHL) |  | 253 | 225 | 20.966 | 0.028923 | 0.31846 | 11.5285 | 0 | 2.5201 | 1 | 1 |  | TRUE
199 | DRAK41-WILE41 (OHL) |  | 253 | 42 | 16.937 | 0.029096 | 0.31836 | 11.5284 | 0 | 2.5201 | 1 | 1 |  | TRUE
200 | DRAX41-EGGB42 (Composite) |  | 302 | 5 | 11.828 | 0.017315 | 0.27284 | 50.9636 | 0 | 2.7107 | 1 | 1 |  | TRUE
201 | DRAX41-FENW4A (OHL) |  | 302 | 194 | 13.443 | 0.017377 | 0.27827 | 13.1146 | 0 | 3.8856 | 1 | 1 |  | TRUE
202 | DRAX41-THTO42 (OHL) |  | 302 | 132 | 22.579 | 0.014031 | 0.27473 | 13.3968 | 0 | 4.792 | 1 | 1 |  | TRUE
203 | DRAX42-EGGB41 (OHL) |  | 150 | 189 | 11.188 | 0.017733 | 0.28359 | 12.9105 | 0 | 3.5319 | 1 | 1 |  | TRUE
204 | DRAX42-THOM41 (OHL) |  | 150 | 141 | 21.73 | 0.022899 | 0.29393 | 12.4918 | 0 | 3.2447 | 1 | 1 |  | TRUE
205 | DRAX42-THTO41 (OHL) |  | 150 | 236 | 22.579 | 0.014031 | 0.27473 | 13.3968 | 0 | 4.792 | 1 | 1 |  | TRUE
206 | DUNG41-NINF41 (OHL) |  | 16 | 296 | 44.081 | 0.014192 | 0.2748 | 13.3714 | 0 | 3.4901 | 1 | 1 |  | TRUE
207 | DUNG41-NINF41 (OHL) |  | 16 | 296 | 44.056 | 0.0142 | 0.27481 | 13.3715 | 0 | 3.4901 | 1 | 1 |  | TRUE
208 | DUNG41-SELL4E (OHL) |  | 16 | 284 | 25.387 | 0.024895 | 0.30699 | 11.9385 | 0 | 3.4901 | 1 | 1 |  | TRUE
209 | DUNG41-SELL4F (OHL) |  | 16 | 313 | 25.403 | 0.024942 | 0.30699 | 11.9384 | 0 | 3.4901 | 1 | 1 |  | TRUE
210 | EALI21-LALE21 (Cable) |  | 452 | 458 | 19.658 | 0.020428 | 0.1505 | 358.1907 | 0 | 0.84188 | 1 | 1 |  | TRUE
211 | EALI21-LALE21 (Cable) |  | 452 | 458 | 19.658 | 0.020428 | 0.1505 | 358.1907 | 0 | 0.89437 | 1 | 1 |  | TRUE
212 | EALI21-WISD2A (Cable) |  | 452 | 466 | 6.075 | 0.015063 | 0.17316 | 426.3771 | 0 | 1.5431 | 1 | 1 |  | TRUE
213 | EASO41-WYMO41 (OHL) |  | 37 | 307 | 35.272 | 0.017374 | 0.27829 | 13.1146 | 0 | 3.2 | 1 | 1 |  | TRUE
214 | EASO4A-RYHA4B (OHL) |  | 106 | 67 | 58.769 | 0.01737 | 0.2783 | 13.1143 | 0 | 3.2 | 1 | 1 |  | TRUE
215 | EASO4B-RYHA4A (OHL) |  | 277 | 35 | 58.95 | 0.017371 | 0.27828 | 13.1142 | 0 | 3.2 | 1 | 1 |  | TRUE
216 | EASO4B-WYMO41 (OHL) |  | 277 | 307 | 35.272 | 0.017374 | 0.27829 | 13.1146 | 0 | 3.2 | 1 | 1 |  | TRUE
217 | ECLA41-LEIB4B (OHL) |  | 291 | 179 | 15.985 | 0.014113 | 0.27476 | 13.3804 | 0 | 3.2 | 1 | 1 |  | TRUE
218 | ECLA41-PAFB4A (OHL) |  | 291 | 126 | 44.72 | 0.029123 | 0.31835 | 11.5297 | 0 | 2.5201 | 1 | 1 |  | TRUE
219 | ECLA41-PAFB4B (OHL) |  | 291 | 233 | 44.886 | 0.029123 | 0.31835 | 11.5295 | 0 | 2.5201 | 1 | 1 |  | TRUE
220 | EGGB41-ROCH4A (Composite) |  | 189 | 70 | 85.575 | 0.026475 | 0.30315 | 14.9846 | 0 | 1.6195 | 1 | 1 |  | TRUE
221 | EGGB41-THOM41 (Composite) |  | 189 | 141 | 28.267 | 0.016585 | 0.27719 | 15.3773 | 0 | 2.5995 | 1 | 1 |  | TRUE
222 | EGGB42-FERR4A (OHL) |  | 5 | 136 | 11.864 | 0.017262 | 0.27822 | 13.1178 | 0 | 3.2 | 1 | 1 |  | TRUE
223 | EGGB42-STSB4B (OHL) |  | 5 | 173 | 48.084 | 0.017303 | 0.27821 | 13.1186 | 0 | 3.2 | 1 | 1 |  | TRUE
224 | ELLA21-FERR22 (OHL) |  | 454 | 491 | 45.565 | 0.026107 | 0.30282 | 12.1449 | 0 | 2.4165 | 1 | 1 |  | TRUE
225 | ELLA21-KIRK21 (Composite) |  | 454 | 437 | 39.039 | 0.031343 | 0.30539 | 69.0823 | 0 | 1.2996 | 1 | 1 |  | TRUE
226 | ELLA21-STAL21 (OHL) |  | 454 | 329 | 39.6 | 0.031453 | 0.31747 | 11.5527 | 0 | 1.5998 | 1 | 1 |  | TRUE
227 | ELST12-HEND11 (Cable) |  | 774 | 735 | 1 | 0.14113 | 1.1047 | 2924.7826 | 0 | 0.9535 | 1 | 1 |  | TRUE
228 | ELST21-MILH2A (Composite) |  | 352 | 345 | 12.713 | 0.032599 | 0.23574 | 184.337 | 0 | 0.90277 | 1 | 1 |  | TRUE
229 | ELST21-MILH2B (Composite) |  | 352 | 365 | 12.657 | 0.032623 | 0.23613 | 183.5677 | 0 | 0.90277 | 1 | 1 |  | TRUE
230 | ELST21-WARL21 (Composite) |  | 352 | 354 | 59.469 | 0.031143 | 0.31366 | 13.6331 | 0 | 1.2996 | 1 | 1 |  | TRUE
231 | ELST21-WATS21 (Composite) |  | 352 | 429 | 5.797 | 0.033136 | 0.31257 | 42.124 | 0 | 1.2996 | 1 | 1 |  | TRUE
232 | ELST22-WARL21 (Composite) |  | 359 | 354 | 59.834 | 0.031042 | 0.3131 | 16.0726 | 0 | 1.2996 | 1 | 1 |  | TRUE
233 | ELST22-WATS22 (Composite) |  | 359 | 410 | 5.62 | 0.033776 | 0.31582 | 29.041 | 0 | 1.2996 | 1 | 1 |  | TRUE
234 | ELST41-SJOW41 (Cable) |  | 163 | 210 | 20 | 0.0112 | 0.1408 | 242.9998 | 0 | 2.4003 | 1 | 1 |  | TRUE
235 | ENDE41-PAFB4A (OHL) |  | 221 | 126 | 41.13 | 0.027581 | 0.31319 | 11.7329 | 0 | 2.5201 | 1 | 1 |  | TRUE
236 | ENDE41-PAFB4B (OHL) |  | 221 | 233 | 41.13 | 0.027581 | 0.31319 | 11.7329 | 0 | 2.5201 | 1 | 1 |  | TRUE
237 | ENDE41-RATS41 (OHL) |  | 221 | 206 | 36.941 | 0.017282 | 0.25433 | 14.4348 | 0 | 3.2 | 1 | 1 |  | TRUE
238 | ENDE41-RATS41 (OHL) |  | 221 | 206 | 36.873 | 0.01727 | 0.25436 | 14.4349 | 0 | 3.2 | 1 | 1 |  | TRUE
239 | EXET41-TAUN41 (OHL) |  | 92 | 142 | 38.147 | 0.029108 | 0.31835 | 11.5294 | 0 | 2.5201 | 1 | 1 |  | TRUE
240 | EXET41-TAUN42 (OHL) |  | 92 | 281 | 38.107 | 0.029097 | 0.31835 | 11.5294 | 0 | 2.5201 | 1 | 1 |  | TRUE
241 | FAWL41-MANN41 (Composite) |  | 77 | 273 | 61.115 | 0.016912 | 0.25785 | 25.3601 | 0 | 3.2 | 1 | 1 |  | TRUE
242 | FAWL41-MAWO41 (OHL) |  | 77 | 211 | 18.639 | 0.01837 | 0.26285 | 14.0535 | 0 | 3.1278 | 1 | 1 |  | TRUE
243 | FECK41-HAMH41 (OHL) |  | 198 | 269 | 43.314 | 0.028813 | 0.31846 | 11.5294 | 0 | 2.5201 | 1 | 1 |  | TRUE
244 | FECK41-IRON41 (OHL) |  | 198 | 159 | 66.123 | 0.029763 | 0.31815 | 11.5346 | 0 | 2.5201 | 1 | 1 |  | TRUE
245 | FECK41-MITY41 (OHL) |  | 198 | 158 | 78.649 | 0.031065 | 0.31893 | 11.4973 | 0 | 2.4711 | 1 | 1 |  | TRUE
246 | FECK41-WALH41 (OHL) |  | 198 | 270 | 67.986 | 0.029112 | 0.31835 | 11.5296 | 0 | 2.4711 | 1 | 1 |  | TRUE
247 | FENW4A-KEAD42 (parallel OHL) |  | 194 | 155 | 42.517 | 0.0074511 | 0.081323 | 11.5294 | 0 | 3.8437 | 1 | 1 |  | TRUE
248 | FENW4A-THOM42 (OHL) |  | 194 | 283 | 8.287 | 0.031857 | 0.31915 | 11.4815 | 0 | 2.5201 | 1 | 1 |  | TRUE
249 | FERR21-MONF21 (OHL) |  | 468 | 418 | 4.485 | 0.017368 | 0.27839 | 13.1067 | 0 | 2.534 | 1 | 1 |  | TRUE
250 | FERR21-SKLG21 (Composite) |  | 468 | 394 | 20.718 | 0.036174 | 0.36042 | 19.9253 | 0 | 1.5788 | 1 | 1 |  | TRUE
251 | FERR22-FERR2B (Composite) |  | 491 | 350 | 0.714 | 0.021183 | 0.24785 | 78.18 | 0 | 2.0596 | 1 | 1 |  | TRUE
252 | FERR23-FERR2A (OHL) |  | 453 | 489 | 0.586 | 0.016777 | 0.27875 | 13.1084 | 0 | 2.576 | 1 | 1 |  | TRUE
253 | FERR2A-MONF22 (OHL) |  | 489 | 506 | 3.922 | 0.017354 | 0.27844 | 13.1058 | 0 | 2.1372 | 1 | 1 |  | TRUE
254 | FERR2B-SKLG21 (Composite) |  | 350 | 394 | 20.105 | 0.036675 | 0.36377 | 18.3277 | 0 | 1.5788 | 1 | 1 |  | TRUE
255 | FFES21-TRAW21 (Composite) |  | 373 | 361 | 7.424 | 0.078538 | 0.31385 | 16.3668 | 0 | 0.69282 | 1 | 1 |  | TRUE
256 | FFES22-TRAW21 (OHL) |  | 479 | 361 | 7.358 | 0.079346 | 0.31605 | 11.5283 | 0 | 0.92796 | 1 | 1 |  | TRUE
257 | FIDF21-FROD21 (OHL) |  | 387 | 399 | 9.145 | 0.017366 | 0.27835 | 13.11 | 0 | 2.3178 | 1 | 1 |  | TRUE
258 | FIDF21-FROD22 (OHL) |  | 387 | 381 | 9.145 | 0.017366 | 0.27835 | 13.11 | 0 | 2.3178 | 1 | 1 |  | TRUE
259 | FIDF21-RAIN21 (OHL) |  | 387 | 382 | 7.963 | 0.01738 | 0.25433 | 14.4296 | 0 | 2.3178 | 1 | 1 |  | TRUE
260 | FIDF21-RAIN21 (OHL) |  | 387 | 382 | 7.963 | 0.01738 | 0.25433 | 14.4296 | 0 | 2.3178 | 1 | 1 |  | TRUE
261 | FLEE41-LOVE41 (OHL) |  | 105 | 107 | 41.095 | 0.024918 | 0.307 | 11.9386 | 0 | 4.3287 | 1 | 1 |  | TRUE
262 | FLEE41-LOVE41 (OHL) |  | 105 | 107 | 41.095 | 0.024918 | 0.307 | 11.9386 | 0 | 4.3287 | 1 | 1 |  | TRUE
263 | FOUR21-HARK24 (OHL) |  | 448 | 486 | 55.711 | 0.044647 | 0.32047 | 11.4923 | 0 | 1.4696 | 1 | 1 |  | TRUE
264 | FOUR21-STEW21 (OHL) |  | 448 | 417 | 27.731 | 0.044643 | 0.32046 | 11.4924 | 0 | 1.4696 | 1 | 1 |  | TRUE
265 | FROD41-ROCK41 (OHL) |  | 226 | 146 | 1.197 | 0.029407 | 0.31813 | 11.4962 | 0 | 1.5877 | 1 | 1 |  | TRUE
266 | GART4A-HUMR41 (OHL) |  | 134 | 308 | 37.372 | 0.017682 | 0.30033 | 12.2851 | 0 | 4.0746 | 1 | 1 |  | TRUE
267 | GART4A-KEAD43 (OHL) |  | 134 | 73 | 5.711 | 0.01737 | 0.2782 | 13.1127 | 0 | 3.8856 | 1 | 1 |  | TRUE
268 | GART4B-KEAD41 (OHL) |  | 41 | 131 | 5.689 | 0.017437 | 0.27815 | 13.1127 | 0 | 3.8856 | 1 | 1 |  | TRUE
269 | GART4B-KILL41 (OHL) |  | 41 | 118 | 34.462 | 0.017643 | 0.30025 | 12.2894 | 0 | 4.0746 | 1 | 1 |  | TRUE
270 | GRAI41-KEMS41 (Composite) |  | 235 | 135 | 9.922 | 0.017093 | 0.24382 | 69.694 | 0 | 3.4598 | 1 | 1 |  | TRUE
271 | GRAI41-KEMS41 (Composite) |  | 235 | 135 | 9.922 | 0.017093 | 0.24382 | 69.694 | 0 | 3.4598 | 1 | 1 |  | TRUE
272 | GRAI41-MEDW41 (OHL) |  | 235 | 224 | 2.5 | 0.03456 | 0.32832 | 11.0971 | 0 | 2.0063 | 1 | 1 |  | TRUE
273 | GREN41-MARH4A (OHL) |  | 322 | 52 | 28.74 | 0.029061 | 0.31827 | 11.5319 | 0 | 3.34 | 1 | 1 |  | TRUE
274 | GREN41-MARH4B (OHL) |  | 322 | 312 | 28.56 | 0.029132 | 0.31832 | 11.5296 | 0 | 2.5201 | 1 | 1 |  | TRUE
275 | GREN41-MILL4A (OHL) |  | 322 | 61 | 26 | 0.029108 | 0.31834 | 11.5296 | 0 | 2.5201 | 1 | 1 |  | TRUE
276 | GREN41-MILL4B (OHL) |  | 322 | 46 | 26 | 0.029108 | 0.31834 | 11.5296 | 0 | 2.5201 | 1 | 1 |  | TRUE
277 | GRIW41-KEAD41 (OHL) |  | 197 | 131 | 49.379 | 0.015229 | 0.28287 | 13.028 | 0 | 3.8437 | 1 | 1 |  | TRUE
278 | GRIW41-SHBA41 (OHL) |  | 197 | 81 | 12.673 | 0.016034 | 0.28836 | 12.7937 | 0 | 3.5853 | 1 | 1 |  | TRUE
279 | GRSA21-LACK2A (Composite) |  | 472 | 338 | 1.166 | 0.031781 | 0.30224 | 67.6373 | 0 | 2.1477 | 1 | 1 |  | TRUE
280 | GRSA21-LACK2B (Composite) |  | 472 | 498 | 1.166 | 0.031781 | 0.30224 | 67.6373 | 0 | 2.0995 | 1 | 1 |  | TRUE
281 | GRSA21-WILT2A (Cable) |  | 472 | 440 | 1 | 0.0001 | 0.083187 | 10 | 0 | 0.3842 | 1 | 1 |  | TRUE
282 | GRSA21-WILT2B (Cable) |  | 472 | 443 | 1 | 0.0001 | 0.083187 | 10 | 0 | 0.3884 | 1 | 1 |  | TRUE
283 | GRSB21-LACK2B (Composite) |  | 525 | 498 | 0.78 | 0.030056 | 0.28893 | 95.5995 | 0 | 2.0995 | 1 | 1 |  | TRUE
284 | GRSB21-LACK2C (Composite) |  | 525 | 340 | 0.78 | 0.030056 | 0.28893 | 95.5995 | 0 | 2.0995 | 1 | 1 |  | TRUE
285 | GRSB21-WILT2C (Cable) |  | 525 | 501 | 1 | 0.0001 | 0.083187 | 10 | 0 | 0.3779 | 1 | 1 |  | TRUE
286 | GRSB21-WILT2D (Cable) |  | 525 | 331 | 1 | 0.0001 | 0.083187 | 10 | 0 | 0.3989 | 1 | 1 |  | TRUE
287 | HACK41-HIBU41 (Cable) |  | 161 | 82 | 6.858 | 0.010032 | 0.19294 | 210.046 | 0 | 2.3094 | 1 | 1 |  | TRUE
288 | HACK41-HIBU41 (Cable) |  | 161 | 82 | 6.858 | 0.010032 | 0.19294 | 210.046 | 0 | 2.3094 | 1 | 1 |  | TRUE
289 | HACK41-WHAM41 (Cable) |  | 161 | 117 | 6.148 | 0.012752 | 0.23526 | 328.8538 | 0 | 2.2906 | 1 | 1 |  | TRUE
290 | HACK41-WHAM41 (Cable) |  | 161 | 117 | 6.148 | 0.012752 | 0.23526 | 328.8538 | 0 | 2.2906 | 1 | 1 |  | TRUE
291 | HAKB1--HARK13 (OHL) |  | 608 | 660 | 1 | 1.2279 | 3.54 | 82.3908 | 0 | 0.46363 | 1 | 1 |  | TRUE
292 | HAMB4A-HEYS41 (OHL) |  | 167 | 218 | 25.85 | 0.014174 | 0.27482 | 13.3706 | 0 | 4.4716 | 1 | 1 |  | TRUE
293 | HAMB4A-PEWO41 (parallel Composite) |  | 167 | 306 | 20.45 | 0.024098 | 0.30646 | 24.3005 | 0 | 3.1595 | 1 | 1 |  | TRUE
294 | HAMB4A-STAH4A (OHL) |  | 167 | 0 | 3.926 | 0.034641 | 0.32848 | 11.1314 | 0 | 0.34641 | 1 | 1 |  | TRUE
295 | HAMB4B-HEYS41 (OHL) |  | 223 | 218 | 26.02 | 0.014204 | 0.2748 | 13.3703 | 0 | 4.4903 | 1 | 1 |  | TRUE
296 | HAMB4B-PEWO41 (parallel Composite) |  | 223 | 306 | 20.29 | 0.024288 | 0.30841 | 20.4931 | 0 | 3.1595 | 1 | 1 |  | TRUE
297 | HAMB4B-STAH4B (OHL) |  | 223 | 285 | 3.926 | 0.034641 | 0.32848 | 11.1314 | 0 | 0.34641 | 1 | 1 |  | TRUE
298 | HAMH1A-LEMR11 (Cable) |  | 597 | 734 | 1 | 0.027878 | 0.17076 | 354.7738 | 0 | 0.13122 | 1 | 1 |  | TRUE
299 | HAMH1B-LEMR11 (Cable) |  | 670 | 734 | 1 | 0.047045 | 0.22477 | 77.4585 | 0 | 0.13122 | 1 | 1 |  | TRUE
300 | HAMH2A-NECH21 (OHL) |  | 347 | 389 | 10.439 | 0.017314 | 0.2784 | 13.1086 | 0 | 2.5235 | 1 | 1 |  | TRUE
301 | HAMH41-WILE41 (Composite) |  | 269 | 42 | 84.84 | 0.022744 | 0.29754 | 18.125 | 0 | 2.5201 | 1 | 1 |  | TRUE
302 | HARK13-JUNV1- (OHL) |  | 660 | 683 | 1 | 2.0804 | 4.755 | 135.7348 | 0 | 0.46363 | 1 | 1 |  | TRUE
303 | HARK23-STEW21 (Composite) |  | 344 | 417 | 83.799 | 0.044617 | 0.32028 | 11.9146 | 0 | 1.4192 | 1 | 1 |  | TRUE
304 | HARM21-HATL21 (OHL) |  | 473 | 370 | 13.983 | 0.025527 | 0.30838 | 11.9345 | 0 | 1.942 | 1 | 1 |  | TRUE
305 | HARM21-HAWP21 (OHL) |  | 473 | 475 | 17.287 | 0.025548 | 0.30767 | 11.9612 | 0 | 2.1372 | 1 | 1 |  | TRUE
306 | HATL21-HAWP2A (OHL) |  | 370 | 386 | 31.443 | 0.025639 | 0.30812 | 11.9443 | 0 | 1.9441 | 1 | 1 |  | TRUE
307 | HATL21-SALH21 (OHL) |  | 370 | 431 | 7.794 | 0.031729 | 0.32534 | 11.2749 | 0 | 2.4291 | 1 | 1 |  | TRUE
308 | HATL21-TODP21 (OHL) |  | 370 | 337 | 18.433 | 0.029252 | 0.31821 | 11.5234 | 0 | 2.4291 | 1 | 1 |  | TRUE
309 | HATL21-WBOL21 (OHL) |  | 370 | 499 | 49.164 | 0.029672 | 0.31355 | 11.7056 | 0 | 1.9441 | 1 | 1 |  | TRUE
310 | HAWP2A-WBOL21 (OHL) |  | 386 | 499 | 17.721 | 0.030086 | 0.31388 | 11.6849 | 0 | 2.1414 | 1 | 1 |  | TRUE
311 | HAWP4A-NORT41 (OHL) |  | 110 | 220 | 30.157 | 0.017774 | 0.28173 | 12.9808 | 0 | 3.1913 | 1 | 1 |  | TRUE
312 | HEDO21-SAES21 (OHL) |  | 346 | 411 | 0.605 | 0.02125 | 0.2825 | 13.0516 | 0 | 3.1912 | 1 | 1 |  | TRUE
313 | HEYS41-MIDL41 (OHL) |  | 218 | 71 | 0.9 | 0.014222 | 0.27556 | 13.3712 | 0 | 4.2883 | 1 | 1 |  | TRUE
314 | HEYS41-QUER4B (OHL) |  | 218 | 278 | 9.604 | 0.014161 | 0.27489 | 13.3719 | 0 | 4.4716 | 1 | 1 |  | TRUE
315 | HIBU41-SJOW41 (Cable) |  | 82 | 210 | 5.814 | 0.010182 | 0.19291 | 210.0461 | 0 | 2.3094 | 1 | 1 |  | TRUE
316 | HIBU41-SJOW41 (Cable) |  | 82 | 210 | 5.814 | 0.010182 | 0.19291 | 210.0461 | 0 | 2.3094 | 1 | 1 |  | TRUE
317 | HIGM21-THUR2A (OHL) |  | 327 | 459 | 46.867 | 0.07939 | 0.31603 | 11.4918 | 0 | 1.1232 | 1 | 1 |  | TRUE
318 | HIGM41-WBUR41 (Composite) |  | 249 | 203 | 15.081 | 0.026948 | 0.31383 | 17.4883 | 0 | 2.8564 | 1 | 1 |  | TRUE
319 | HIGM4A-STOB41 (OHL) |  | 13 | 229 | 39.671 | 0.02912 | 0.31834 | 11.5284 | 0 | 2.7482 | 1 | 1 |  | TRUE
320 | HINP41-SHUR41 (OHL) |  | 75 | 245 | 1.2 | 0.026667 | 0.31733 | 11.5802 | 0 | 4.2724 | 1 | 1 |  | TRUE
321 | HINP41-TAUN42 (OHL) |  | 75 | 281 | 26.613 | 0.029099 | 0.31834 | 11.5279 | 0 | 2.8564 | 1 | 1 |  | TRUE
322 | HUMR41-KILL41 (OHL) |  | 308 | 118 | 2.879 | 0.017784 | 0.30177 | 12.2351 | 0 | 3.9996 | 1 | 1 |  | TRUE
323 | HUTT41-QUER4A (OHL) |  | 215 | 267 | 34.42 | 0.024916 | 0.30759 | 11.9145 | 0 | 4.2695 | 1 | 1 |  | TRUE
324 | HUTT41-QUER4B (OHL) |  | 215 | 278 | 34.42 | 0.024916 | 0.30759 | 11.9145 | 0 | 4.2695 | 1 | 1 |  | TRUE
325 | IMPP41-MELK41 (Composite) |  | 147 | 184 | 82.688 | 0.017067 | 0.27339 | 31.3265 | 0 | 2.0554 | 1 | 1 |  | TRUE
326 | INDQ41-LAND41 (OHL) |  | 175 | 280 | 49.565 | 0.034541 | 0.32026 | 11.4298 | 0 | 2.7583 | 1 | 1 |  | TRUE
327 | INDQ41-LAND42 (OHL) |  | 175 | 56 | 49.565 | 0.034541 | 0.32026 | 11.4298 | 0 | 1.5993 | 1 | 1 |  | TRUE
328 | IROA11-OLDS12 (OHL) |  | 614 | 569 | 1 | 0.51924 | 4.1225 | 630.8104 | 0 | 1.5965 | 1 | 1 |  | TRUE
329 | IROA12-OLDS12 (OHL) |  | 748 | 569 | 1 | 0.51749 | 4.1138 | 491.97 | 0 | 1.6008 | 1 | 1 |  | TRUE
330 | IROA21-MELK2A (Composite) |  | 493 | 530 | 34.063 | 0.041339 | 0.39055 | 13.3085 | 0 | 1.1001 | 1 | 1 |  | TRUE
331 | IROA21-MELK2B (Composite) |  | 493 | 477 | 34.634 | 0.040985 | 0.38658 | 18.9945 | 0 | 1.1001 | 1 | 1 |  | TRUE
332 | IROA21-WHSO2A (OHL) |  | 493 | 395 | 34.621 | 0.044408 | 0.32038 | 11.4954 | 0 | 1.5011 | 1 | 1 |  | TRUE
333 | IROA21-WHSO2B (OHL) |  | 493 | 385 | 34.555 | 0.044515 | 0.32036 | 11.4956 | 0 | 1.5011 | 1 | 1 |  | TRUE
334 | IRON41-LEGA4B (OHL) |  | 159 | 38 | 62.073 | 0.025544 | 0.30769 | 11.9634 | 0 | 2.8896 | 1 | 1 |  | TRUE
335 | IRON41-PENN4A (OHL) |  | 159 | 54 | 27.761 | 0.033082 | 0.31982 | 11.4554 | 0 | 1.5993 | 1 | 1 |  | TRUE
336 | IRON41-PENN4B (OHL) |  | 159 | 200 | 24.617 | 0.031718 | 0.31913 | 11.4865 | 0 | 1.9428 | 1 | 1 |  | TRUE
337 | IRON41-RUGE41 (OHL) |  | 159 | 225 | 58.681 | 0.030947 | 0.31904 | 11.4945 | 0 | 1.5993 | 1 | 1 |  | TRUE
338 | IRON41-SHRE4A (OHL) |  | 159 | 250 | 15.129 | 0.025593 | 0.30765 | 11.9633 | 0 | 3.0946 | 1 | 1 |  | TRUE
339 | IVER21-NHYD2A (Cable) |  | 407 | 450 | 13.63 | 0.033291 | 0.19358 | 281.5859 | 0 | 0.79989 | 1 | 1 |  | TRUE
340 | IVER21-WWEY22 (Composite) |  | 407 | 508 | 25.994 | 0.028366 | 0.3081 | 17.7435 | 0 | 1.7614 | 1 | 1 |  | TRUE
341 | IVER22-NHYD2B (Cable) |  | 490 | 476 | 13.63 | 0.033291 | 0.19358 | 281.5859 | 0 | 0.79989 | 1 | 1 |  | TRUE
342 | IVER22-WATS21 (Composite) |  | 490 | 429 | 14.364 | 0.033853 | 0.31642 | 26.4188 | 0 | 1.3248 | 1 | 1 |  | TRUE
343 | IVER22-WATS22 (Composite) |  | 490 | 410 | 14.317 | 0.033912 | 0.31677 | 25.0036 | 0 | 1.3248 | 1 | 1 |  | TRUE
344 | IVER2A-LALE21 (Composite) |  | 349 | 458 | 17.588 | 0.028207 | 0.30714 | 22.0662 | 0 | 1.3961 | 1 | 1 |  | TRUE
345 | JORD21-NORL2B (Cable) |  | 529 | 425 | 2.843 | 0.028994 | 0.19126 | 297.8422 | 0 | 0.79989 | 1 | 1 |  | TRUE
346 | KEAD43-KILL41 (OHL) |  | 73 | 118 | 41.067 | 0.015701 | 0.28617 | 12.8876 | 0 | 3.9188 | 1 | 1 |  | TRUE
347 | KEAD43-WBUR41 (OHL) |  | 73 | 203 | 28.266 | 0.017378 | 0.27827 | 13.1145 | 0 | 4.2883 | 1 | 1 |  | TRUE
348 | KEAR21-WHGA21 (Composite) |  | 368 | 358 | 14.75 | 0.034198 | 0.31829 | 18.7076 | 0 | 1.3961 | 1 | 1 |  | TRUE
349 | KEAR21-WHGA21 (Composite) |  | 368 | 358 | 14.638 | 0.034356 | 0.31913 | 15.3502 | 0 | 0.60674 | 1 | 1 |  | TRUE
350 | KEAR41-PADI41 (OHL) |  | 72 | 317 | 39.101 | 0.023201 | 0.29855 | 12.3156 | 0 | 2.8001 | 1 | 1 |  | TRUE
351 | KEMS41-LOFI4A (OHL) |  | 135 | 309 | 38.035 | 0.026207 | 0.3054 | 12.0306 | 0 | 3.9909 | 1 | 1 |  | TRUE
352 | KEMS41-LOFI4B (OHL) |  | 135 | 9 | 37.572 | 0.026275 | 0.30559 | 12.0229 | 0 | 3.9909 | 1 | 1 |  | TRUE
353 | KENG41-SJOW41 (Cable) |  | 321 | 210 | 4.769 | 0.010736 | 0.18922 | 217.1511 | 0 | 1.7321 | 1 | 1 |  | TRUE
354 | KENG41-SJOW41 (Cable) |  | 321 | 210 | 4.756 | 0.010765 | 0.18907 | 217.151 | 0 | 1.7321 | 1 | 1 |  | TRUE
355 | KENG41-WIMB41 (Cable) |  | 321 | 160 | 12.329 | 0.011031 | 0.20206 | 217.151 | 0 | 2.3094 | 1 | 1 |  | TRUE
356 | KENG41-WIMB41 (Cable) |  | 321 | 160 | 12.2 | 0.011016 | 0.2021 | 217.1509 | 0 | 2.3094 | 1 | 1 |  | TRUE
357 | KENG41-WISD41 (Cable) |  | 321 | 295 | 2.939 | 0.010888 | 0.18891 | 217.1512 | 0 | 2.3094 | 1 | 1 |  | TRUE
358 | KENG41-WISD42 (Cable) |  | 321 | 124 | 2.989 | 0.010706 | 0.18896 | 217.1508 | 0 | 2.3094 | 1 | 1 |  | TRUE
359 | KIBY21-LISD21 (Cable) |  | 523 | 405 | 10.239 | 0.012778 | 0.21907 | 250.0004 | 0 | 1.4654 | 1 | 1 |  | TRUE
360 | KIBY21-LISD21 (Cable) |  | 523 | 405 | 9.518 | 0.018116 | 0.15955 | 381.7616 | 0 | 1.2996 | 1 | 1 |  | TRUE
361 | KIBY21-RAIN21 (OHL) |  | 523 | 382 | 11.236 | 0.017365 | 0.25428 | 14.4294 | 0 | 2.6411 | 1 | 1 |  | TRUE
362 | KIBY21-RAIN21 (OHL) |  | 523 | 382 | 11.236 | 0.017365 | 0.25428 | 14.4294 | 0 | 2.6411 | 1 | 1 |  | TRUE
363 | KIBY21-WASF2A (OHL) |  | 523 | 467 | 10.945 | 0.028606 | 0.30941 | 11.8796 | 0 | 2.8553 | 1 | 1 |  | TRUE
364 | KIBY21-WASF2B (OHL) |  | 523 | 367 | 10.978 | 0.028588 | 0.30938 | 11.8795 | 0 | 2.8553 | 1 | 1 |  | TRUE
365 | KILL41-SHBA41 (OHL) |  | 118 | 81 | 17.05 | 0.016798 | 0.2941 | 12.5499 | 0 | 3.5853 | 1 | 1 |  | TRUE
366 | KINO41-NFLE41 (OHL) |  | 21 | 23 | 23.626 | 0.019233 | 0.28552 | 12.8189 | 0 | 3.8856 | 1 | 1 |  | TRUE
367 | KINO41-SING41 (OHL) |  | 21 | 227 | 17.685 | 0.017371 | 0.27829 | 13.1146 | 0 | 3.6229 | 1 | 1 |  | TRUE
368 | KIRK2A-SKLG21 (Cable) |  | 406 | 394 | 8.608 | 0.012827 | 0.21103 | 457.5241 | 0 | 1.2996 | 1 | 1 |  | TRUE
369 | KITW21-OCKH21 (Composite) |  | 404 | 460 | 13.96 | 0.028441 | 0.31111 | 18.8379 | 0 | 1.2996 | 1 | 1 |  | TRUE
370 | KITW21-OLDB21 (Composite) |  | 404 | 343 | 8.301 | 0.027422 | 0.30228 | 43.9307 | 0 | 1.2996 | 1 | 1 |  | TRUE
371 | KNAR21-MONF21 (Composite) |  | 424 | 418 | 38.672 | 0.053113 | 0.34637 | 12.0191 | 0 | 0.93006 | 1 | 1 |  | TRUE
372 | LACK21-TODP21 (OHL) |  | 447 | 337 | 5.965 | 0.026878 | 0.31404 | 11.671 | 0 | 2.6264 | 1 | 1 |  | TRUE
373 | LACK41-SALH41 (Composite) |  | 286 | 12 | 10.487 | 0.028073 | 0.3088 | 19.9949 | 0 | 2.2921 | 1 | 1 |  | TRUE
374 | LACK41-THTO41 (Composite) |  | 286 | 236 | 97.775 | 0.017297 | 0.27061 | 53.9192 | 0 | 2.9301 | 1 | 1 |  | TRUE
375 | LACK41-THTO42 (Composite) |  | 286 | 132 | 97.775 | 0.017297 | 0.27061 | 53.9192 | 0 | 2.9301 | 1 | 1 |  | TRUE
376 | LAGA41-LAND41 (OHL) |  | 28 | 280 | 21.224 | 0.025556 | 0.30765 | 11.9632 | 0 | 3.1292 | 1 | 1 |  | TRUE
377 | LAGA41-LAND42 (OHL) |  | 28 | 56 | 21.355 | 0.025549 | 0.30779 | 11.9595 | 0 | 1.5993 | 1 | 1 |  | TRUE
378 | LALE21-WWEY2A (OHL) |  | 458 | 332 | 8.395 | 0.028556 | 0.30935 | 11.8801 | 0 | 2.3178 | 1 | 1 |  | TRUE
379 | LEGA41-TREU4A (OHL) |  | 11 | 78 | 12.119 | 0.017823 | 0.30577 | 12.0473 | 0 | 3.5853 | 1 | 1 |  | TRUE
380 | LEGA41-TREU4B (OHL) |  | 11 | 275 | 12.119 | 0.017823 | 0.30577 | 12.0473 | 0 | 3.5853 | 1 | 1 |  | TRUE
381 | LEGA4A-SHRE4A (OHL) |  | 186 | 250 | 46.944 | 0.025562 | 0.3077 | 11.9634 | 0 | 2.8896 | 1 | 1 |  | TRUE
382 | LEIB4A-SUND42 (OHL) |  | 94 | 297 | 13.455 | 0.014151 | 0.27481 | 13.3771 | 0 | 3.2 | 1 | 1 |  | TRUE
383 | LEIB4B-SUND41 (OHL) |  | 179 | 300 | 13.455 | 0.014151 | 0.27481 | 13.3771 | 0 | 3.2 | 1 | 1 |  | TRUE
384 | LEIS11-SIZE11 (Cable) |  | 606 | 698 | 2.149 | 0.015892 | 0.17473 | 408.2821 | 0 | 1.0628 | 1 | 1 |  | TRUE
385 | LEIS11-SIZE12 (Cable) |  | 606 | 669 | 2.148 | 0.015818 | 0.17473 | 408.2851 | 0 | 1.0628 | 1 | 1 |  | TRUE
386 | LEIS11-SIZE1A (Cable) |  | 606 | 691 | 1.65 | 0.01584 | 0.17477 | 408.2838 | 0 | 1.0628 | 1 | 1 |  | TRUE
387 | LEIS11-SIZE1B (Cable) |  | 606 | 601 | 1.65 | 0.01584 | 0.17477 | 408.2838 | 0 | 1.0628 | 1 | 1 |  | TRUE
388 | LEIS4A-SIZE41 (OHL) |  | 95 | 176 | 0.81 | 0.017778 | 0.27852 | 13.1155 | 0 | 3.2 | 1 | 1 |  | TRUE
389 | LITT41-LITT41 (Cable) |  | 274 | 274 | 1 | 0.0112 | 0.1888 | 217.151 | 0 | 2.9777 | 1 | 1 |  | TRUE
390 | LITT41-LOFI4A (OHL) |  | 274 | 309 | 8.152 | 0.024926 | 0.30815 | 11.8878 | 0 | 4.2709 | 1 | 1 |  | TRUE
391 | LITT41-LOFI4B (OHL) |  | 274 | 9 | 8.152 | 0.024926 | 0.30815 | 11.8878 | 0 | 4.2709 | 1 | 1 |  | TRUE
392 | LITT41-WTHU4E (Composite) |  | 274 | 34 | 3.7 | 0.01773 | 0.24865 | 114.6857 | 0 | 2.4047 | 1 | 1 |  | TRUE
393 | LITT41-WTHU4F (Composite) |  | 274 | 26 | 3.7 | 0.01773 | 0.24865 | 114.6857 | 0 | 2.4047 | 1 | 1 |  | TRUE
394 | LOFI4A-ROWD4A (OHL) |  | 309 | 304 | 26.714 | 0.034499 | 0.32025 | 11.4298 | 0 | 1.9428 | 1 | 1 |  | TRUE
395 | LOFI4B-ROWD4B (OHL) |  | 9 | 44 | 26.714 | 0.034499 | 0.32025 | 11.4298 | 0 | 1.9428 | 1 | 1 |  | TRUE
396 | LOVE41-NURS41 (OHL) |  | 107 | 292 | 36.477 | 0.01737 | 0.27827 | 13.1146 | 0 | 3.2 | 1 | 1 |  | TRUE
397 | LOVE41-NURS4A (OHL) |  | 107 | 80 | 36.477 | 0.01737 | 0.27827 | 13.1146 | 0 | 3.2 | 1 | 1 |  | TRUE
398 | MACC41-STAL4B (OHL) |  | 204 | 172 | 31.196 | 0.031799 | 0.31645 | 11.5913 | 0 | 2.1477 | 1 | 1 |  | TRUE
399 | MAGA21-PYLE21 (OHL) |  | 518 | 528 | 6.238 | 0.02558 | 0.30757 | 11.9207 | 0 | 2.1372 | 1 | 1 |  | TRUE
400 | MANN41-NURS4A (Composite) |  | 273 | 80 | 39.823 | 0.016714 | 0.25983 | 31.1968 | 0 | 3.2 | 1 | 1 |  | TRUE
401 | MAWO41-NURS41 (OHL) |  | 211 | 292 | 7.441 | 0.019997 | 0.27545 | 13.4796 | 0 | 3.1278 | 1 | 1 |  | TRUE
402 | MEDB4A-STEW41 (OHL) |  | 268 | 32 | 7 | 0.014171 | 0.27474 | 13.3719 | 0 | 4.8007 | 1 | 1 |  | TRUE
403 | MEDB4A-STWB4R (OHL) |  | 268 | 255 | 87.852 | 0.014187 | 0.27481 | 13.3719 | 0 | 4.8007 | 1 | 1 |  | TRUE
404 | MEDB4B-STEW41 (OHL) |  | 139 | 32 | 7 | 0.014171 | 0.27474 | 13.3719 | 0 | 4.8007 | 1 | 1 |  | TRUE
405 | MEDB4B-STWB4Q (OHL) |  | 139 | 242 | 87.852 | 0.014187 | 0.27481 | 13.3719 | 0 | 4.8007 | 1 | 1 |  | TRUE
406 | MELK41-MITY41 (OHL) |  | 184 | 158 | 28.101 | 0.029095 | 0.31834 | 11.5293 | 0 | 2.6948 | 1 | 1 |  | TRUE
407 | MELK41-MITY41 (OHL) |  | 184 | 158 | 28.052 | 0.029089 | 0.31832 | 11.5294 | 0 | 2.6948 | 1 | 1 |  | TRUE
408 | MELK41-SEAB41 (OHL) |  | 184 | 47 | 53.558 | 0.017865 | 0.28234 | 12.9599 | 0 | 3.1913 | 1 | 1 |  | TRUE
409 | MIDL41-QUER4A (OHL) |  | 71 | 267 | 9.704 | 0.01418 | 0.27486 | 13.3719 | 0 | 4.2883 | 1 | 1 |  | TRUE
410 | MILL42-MILL4B (OHL) |  | 254 | 46 | 0.34 | 0.028235 | 0.32 | 11.527 | 0 | 0.50807 | 1 | 1 |  | TRUE
411 | MILL4A-SUND41 (OHL) |  | 61 | 300 | 13.75 | 0.029091 | 0.31837 | 11.5296 | 0 | 2.5201 | 1 | 1 |  | TRUE
412 | MILL4B-SUND42 (Composite) |  | 46 | 297 | 14.955 | 0.027175 | 0.2971 | 10.7583 | 0 | 2.5201 | 1 | 1 |  | TRUE
413 | MONF22-POPP21 (OHL) |  | 506 | 492 | 37.84 | 0.04157 | 0.40039 | 9.2735 | 0 | 1.1295 | 1 | 1 |  | TRUE
414 | MONF41-PADI41 (OHL) |  | 66 | 317 | 87.848 | 0.019379 | 0.29662 | 12.397 | 0 | 3.1581 | 1 | 1 |  | TRUE
415 | NECT4A-NORM41 (OHL) |  | 246 | 169 | 37.492 | 0.014168 | 0.27483 | 13.3715 | 0 | 4.7877 | 1 | 1 |  | TRUE
416 | NECT4A-WALP41 (OHL) |  | 246 | 36 | 41.619 | 0.014186 | 0.2748 | 13.3719 | 0 | 4.4427 | 1 | 1 |  | TRUE
417 | NECT4B-NORM41 (OHL) |  | 97 | 169 | 37.492 | 0.014168 | 0.27483 | 13.3715 | 0 | 4.4167 | 1 | 1 |  | TRUE
418 | NECT4B-WALP41 (OHL) |  | 97 | 36 | 41.619 | 0.014186 | 0.2748 | 13.3719 | 0 | 4.2883 | 1 | 1 |  | TRUE
419 | NEEP21-PITS21 (Composite) |  | 409 | 400 | 4.826 | 0.033535 | 0.21594 | 233.9454 | 0 | 0.79989 | 1 | 1 |  | TRUE
420 | NEEP21-SHEC21 (Composite) |  | 409 | 357 | 5.279 | 0.033522 | 0.21402 | 238.0337 | 0 | 0.79989 | 1 | 1 |  | TRUE
421 | NEEP4A-STSB4B (OHL) |  | 17 | 173 | 12.801 | 0.034497 | 0.32835 | 11.0968 | 0 | 3.2 | 1 | 1 |  | TRUE
422 | NFLE41-SING41 (OHL) |  | 23 | 227 | 5.941 | 0.025046 | 0.30702 | 11.9386 | 0 | 3.6229 | 1 | 1 |  | TRUE
423 | NFLE41-WTHU4A (OHL) |  | 23 | 151 | 7.511 | 0.029184 | 0.31825 | 11.5295 | 0 | 2.5201 | 1 | 1 |  | TRUE
424 | NFLE41-WTHU4B (OHL) |  | 23 | 325 | 7.511 | 0.029184 | 0.31825 | 11.5295 | 0 | 2.5201 | 1 | 1 |  | TRUE
425 | NORL2A-SHEC21 (Cable) |  | 364 | 357 | 4.372 | 0.033211 | 0.19356 | 281.5861 | 0 | 0.79989 | 1 | 1 |  | TRUE
426 | NORL2B-PITS21 (Cable) |  | 425 | 400 | 10.751 | 0.033272 | 0.19358 | 281.5859 | 0 | 0.79989 | 1 | 1 |  | TRUE
427 | NORM11-NOTR11 (Cable) |  | 596 | 602 | 1 | 0.41121 | 1.3556 | 57.5457 | 0 | 1.2684 | 1 | 1 |  | TRUE
428 | NORM12-NOTR12 (Cable) |  | 741 | 733 | 1 | 0.41155 | 1.3556 | 57.5274 | 0 | 1.4171 | 1 | 1 |  | TRUE
429 | NORT21-SALH21 (OHL) |  | 470 | 431 | 12.178 | 0.028814 | 0.32664 | 11.2267 | 0 | 2.513 | 1 | 1 |  | TRUE
430 | NORT41-SALH42 (OHL) |  | 220 | 208 | 12.206 | 0.028838 | 0.32666 | 11.2266 | 0 | 2.2921 | 1 | 1 |  | TRUE
431 | NORT41-SPEN41 (Composite) |  | 220 | 294 | 23.134 | 0.019089 | 0.28094 | 10.9462 | 0 | 3.1913 | 1 | 1 |  | TRUE
432 | NORT41-SPEN42 (Composite) |  | 220 | 93 | 23.134 | 0.019089 | 0.28094 | 10.9462 | 0 | 3.1913 | 1 | 1 |  | TRUE
433 | OCKH21-WIEN2A (Composite) |  | 460 | 463 | 4.906 | 0.033296 | 0.31138 | 36.7362 | 0 | 1.2576 | 1 | 1 |  | TRUE
434 | OCKH2A-WIEN2B (OHL) |  | 366 | 421 | 4.67 | 0.034493 | 0.32015 | 11.4149 | 0 | 1.5956 | 1 | 1 |  | TRUE
435 | OSBA41-THTO43 (OHL) |  | 263 | 19 | 16.79 | 0.017344 | 0.27826 | 13.1146 | 0 | 3.2 | 1 | 1 |  | TRUE
436 | OSBA42-THTO41 (OHL) |  | 114 | 236 | 16.79 | 0.017344 | 0.27826 | 13.1146 | 0 | 3.2 | 1 | 1 |  | TRUE
437 | PADI41-PEWO4B (OHL) |  | 317 | 31 | 37.608 | 0.023655 | 0.29989 | 12.2609 | 0 | 2.8001 | 1 | 1 |  | TRUE
438 | PELH41-RYEH4A (OHL) |  | 33 | 205 | 23.015 | 0.01738 | 0.27829 | 13.1134 | 0 | 3.2 | 1 | 1 |  | TRUE
439 | PELH41-RYEH4B (OHL) |  | 33 | 7 | 23.439 | 0.017339 | 0.27831 | 13.1126 | 0 | 3.2 | 1 | 1 |  | TRUE
440 | PELH41-SUND42 (OHL) |  | 33 | 297 | 45.13 | 0.017266 | 0.26661 | 13.7619 | 0 | 3.8856 | 1 | 1 |  | TRUE
441 | PELH41-WYMO41 (OHL) |  | 33 | 307 | 26.856 | 0.017277 | 0.26625 | 13.781 | 0 | 3.8856 | 1 | 1 |  | TRUE
442 | PEMB41-SWAN41 (OHL) |  | 156 | 171 | 83.975 | 0.017358 | 0.27829 | 13.1146 | 0 | 3.2 | 1 | 1 |  | TRUE
443 | PEMB41-SWAN42 (OHL) |  | 156 | 196 | 84.57 | 0.017368 | 0.27828 | 13.1146 | 0 | 3.2 | 1 | 1 |  | TRUE
444 | PENM4A-PENT41 (OHL) |  | 323 | 293 | 49.211 | 0.020971 | 0.31121 | 11.8262 | 0 | 3.2 | 1 | 1 |  | TRUE
445 | PENM4B-PENT41 (OHL) |  | 185 | 293 | 49.211 | 0.020971 | 0.31121 | 11.8262 | 0 | 3.2 | 1 | 1 |  | TRUE
446 | PENT41-TRAW41 (Composite) |  | 293 | 187 | 51.408 | 0.019701 | 0.29739 | 50.9084 | 0 | 1.4318 | 1 | 1 |  | TRUE
447 | PENT41-WYLF41 (OHL) |  | 293 | 193 | 35.24 | 0.017344 | 0.27827 | 13.1146 | 0 | 3.2 | 1 | 1 |  | TRUE
448 | PENT41-WYLF41 (OHL) |  | 293 | 193 | 35.24 | 0.017344 | 0.27827 | 13.1146 | 0 | 3.2 | 1 | 1 |  | TRUE
449 | PERH11-WYLF11 (OHL) |  | 729 | 690 | 19.94 | 0.041507 | 0.3698 | 10.0293 | 0 | 1.3122 | 1 | 1 |  | TRUE
450 | PERH11-WYLF11 (OHL) |  | 729 | 690 | 19.94 | 0.041507 | 0.3698 | 10.0293 | 0 | 1.3297 | 1 | 1 |  | TRUE
451 | PEWO2C-WASF2A (OHL) |  | 464 | 467 | 23.481 | 0.028568 | 0.30938 | 11.8799 | 0 | 2.8553 | 1 | 1 |  | TRUE
452 | PEWO2D-WASF2B (OHL) |  | 420 | 367 | 23.521 | 0.028583 | 0.3094 | 11.8797 | 0 | 2.8553 | 1 | 1 |  | TRUE
453 | PEWO41-QUER4A (OHL) |  | 306 | 267 | 31.939 | 0.024948 | 0.30699 | 11.9386 | 0 | 4.118 | 1 | 1 |  | TRUE
454 | PEWO41-QUER4B (OHL) |  | 306 | 278 | 32.087 | 0.024932 | 0.30697 | 11.9384 | 0 | 4.118 | 1 | 1 |  | TRUE
455 | PITS21-TEMP21 (Cable) |  | 400 | 378 | 6.69 | 0.033234 | 0.19364 | 281.5859 | 0 | 0.79989 | 1 | 1 |  | TRUE
456 | PITS21-WIBA21 (Cable) |  | 400 | 527 | 2.324 | 0.025056 | 0.18906 | 313.9949 | 0 | 0.79989 | 1 | 1 |  | TRUE
457 | PUDM41-WHAM4A (Cable) |  | 299 | 108 | 2.17 | 0.014747 | 0.13124 | 358.0986 | 0 | 1.4203 | 1 | 1 |  | TRUE
458 | PYLE21-PYLE21 (Cable) |  | 528 | 528 | 0.25 | 0.0121 | 0.19057 | 284.5322 | 0 | 2.1372 | 1 | 1 |  | TRUE
459 | RASS41-WALH41 (parallel Composite) |  | 115 | 270 | 78.057 | 0.016378 | 0.26334 | 27.9486 | 0 | 3.2 | 1 | 1 |  | TRUE
460 | RATS41-STAY4A (OHL) |  | 206 | 102 | 43.614 | 0.029092 | 0.31836 | 11.5294 | 0 | 2.7482 | 1 | 1 |  | TRUE
461 | RATS41-STOB41 (Composite) |  | 206 | 229 | 26.899 | 0.028968 | 0.3168 | 15.8296 | 0 | 2.7482 | 1 | 1 |  | TRUE
462 | RATS41-WILE41 (Composite) |  | 206 | 42 | 21.964 | 0.02892 | 0.31688 | 14.65 | 0 | 1.5401 | 1 | 1 |  | TRUE
463 | RATS41-WILE41 (OHL) |  | 206 | 42 | 21.684 | 0.029072 | 0.31832 | 11.5294 | 0 | 2.5201 | 1 | 1 |  | TRUE
464 | RAYL41-TILB4A (OHL) |  | 177 | 234 | 20.499 | 0.024899 | 0.30698 | 11.9386 | 0 | 2.8579 | 1 | 1 |  | TRUE
465 | REBR21-TOTT23 (parallel Composite) |  | 519 | 369 | 12.983 | 0.0096694 | 0.11807 | 344.0796 | 0 | 2.1918 | 1 | 1 |  | TRUE
466 | REBR22-TOTT24 (parallel Composite) |  | 416 | 488 | 14.753 | 0.0089194 | 0.11026 | 357.6902 | 0 | 2.1918 | 1 | 1 |  | TRUE
467 | RHIG41-SWAN41 (OHL) |  | 55 | 171 | 34.34 | 0.017379 | 0.2783 | 13.1146 | 0 | 3.2 | 1 | 1 |  | TRUE
468 | ROCH21-STAL21 (OHL) |  | 471 | 329 | 31.256 | 0.029881 | 0.31897 | 11.5003 | 0 | 2.4165 | 1 | 1 |  | TRUE
469 | ROCH21-WHGA21 (Composite) |  | 471 | 358 | 11.746 | 0.034123 | 0.31767 | 21.1797 | 0 | 1.3961 | 1 | 1 |  | TRUE
470 | ROCH21-WHGA21 (Composite) |  | 471 | 358 | 11.727 | 0.034114 | 0.31786 | 20.4724 | 0 | 0.84818 | 1 | 1 |  | TRUE
471 | RYEH41-RYEH4B (OHL) |  | 79 | 7 | 0.137 | 0.011679 | 0.28029 | 13.1129 | 0 | 3.2 | 1 | 1 |  | TRUE
472 | RYEH41-WALX4A (OHL) |  | 79 | 311 | 5.324 | 0.017431 | 0.27829 | 13.1144 | 0 | 3.2 | 1 | 1 |  | TRUE
473 | RYEH4A-RYEH43 (OHL) |  | 205 | 84 | 0.264 | 0.024242 | 0.30909 | 11.9442 | 0 | 3.2 | 1 | 1 |  | TRUE
474 | RYEH4A-WALX4B (OHL) |  | 205 | 230 | 5.461 | 0.017286 | 0.27834 | 13.1148 | 0 | 3.2 | 1 | 1 |  | TRUE
475 | RYEH4B-RYEH42 (OHL) |  | 7 | 258 | 0.215 | 0.022326 | 0.30512 | 11.9459 | 0 | 3.2 | 1 | 1 |  | TRUE
476 | SAEN21-SAES21 (OHL) |  | 485 | 411 | 0.484 | 0.020313 | 0.28125 | 13.0533 | 0 | 3.1912 | 1 | 1 |  | TRUE
477 | SEAB41-WHSO4A (Composite) |  | 47 | 195 | 34.316 | 0.017438 | 0.27313 | 56.4821 | 0 | 2.0554 | 1 | 1 |  | TRUE
478 | SELL4A-SELL4C (Cable) |  | 252 | 251 | 0.257 | 0.0062257 | 0.080934 | 771.9015 | 0 | 2.37 | 1 | 1 |  | TRUE
479 | SELL4A-SELL4D (Cable) |  | 252 | 214 | 0.257 | 0.0062257 | 0.080934 | 771.9015 | 0 | 2.37 | 1 | 1 |  | TRUE
480 | SELL4A-SELL4E (Cable) |  | 252 | 284 | 0.415 | 0.0077108 | 0.084819 | 716.1972 | 0 | 2.37 | 1 | 1 |  | TRUE
481 | SELL4A-SELL4F (Cable) |  | 252 | 313 | 0.415 | 0.0077108 | 0.084819 | 716.1972 | 0 | 2.37 | 1 | 1 |  | TRUE
482 | SELL4B-SELL4C (OHL) |  | 86 | 251 | 0.257 | 0.024903 | 0.30506 | 11.9366 | 0 | 4.8007 | 1 | 1 |  | TRUE
483 | SELL4B-SELL4D (OHL) |  | 86 | 214 | 0.257 | 0.024903 | 0.30506 | 11.9366 | 0 | 4.8007 | 1 | 1 |  | TRUE
484 | SELL4B-SELL4E (OHL) |  | 86 | 284 | 0.39 | 0.024615 | 0.30769 | 11.9366 | 0 | 4.8007 | 1 | 1 |  | TRUE
485 | SELL4B-SELL4F (OHL) |  | 86 | 313 | 0.39 | 0.024615 | 0.30769 | 11.9366 | 0 | 4.8007 | 1 | 1 |  | TRUE
486 | SHRE4A-SHRE4B (OHL) |  | 250 | 10 | 0.054 | 0.02963 | 0.2963 | 11.9366 | 0 | 0.34641 | 1 | 1 |  | TRUE
487 | SHUR41-TAUN41 (OHL) |  | 245 | 142 | 27 | 0.028859 | 0.31816 | 11.5352 | 0 | 4.2724 | 1 | 1 |  | TRUE
488 | SPEN41-STEW41 (Composite) |  | 294 | 32 | 37.921 | 0.021012 | 0.31164 | 12.853 | 0 | 3.0975 | 1 | 1 |  | TRUE
489 | SPEN42-STEW41 (OHL) |  | 93 | 32 | 37.795 | 0.02104 | 0.31191 | 11.7995 | 0 | 3.0975 | 1 | 1 |  | TRUE
490 | SPLN41-WALP41 (OHL) |  | 121 | 36 | 29.234 | 0.014887 | 0.28006 | 13.1473 | 0 | 4.118 | 1 | 1 |  | TRUE
491 | SSHI22-TYNE2A (OHL) |  | 505 | 484 | 7.028 | 0.033358 | 0.3212 | 11.4222 | 0 | 2.2359 | 1 | 1 |  | TRUE
492 | SSHI22-WBOL21 (OHL) |  | 505 | 499 | 4.366 | 0.034643 | 0.3201 | 11.4192 | 0 | 2.1519 | 1 | 1 |  | TRUE
493 | STAL4A-THOM41 (Composite) |  | 50 | 141 | 76.223 | 0.016646 | 0.26715 | 39.4753 | 0 | 1.4448 | 1 | 1 |  | TRUE
494 | STAL4B-STSB4A (Composite) |  | 172 | 144 | 33.612 | 0.016423 | 0.25324 | 73.5236 | 0 | 2.0193 | 1 | 1 |  | TRUE
495 | STAY41-MARH4A (OHL) |  | 209 | 52 | 73.027 | 0.029096 | 0.31833 | 11.5304 | 0 | 3.34 | 1 | 1 |  | TRUE
496 | STEN11-STES11 (OHL) |  | 757 | 704 | 1 | 0.046348 | 0.20787 | 19.6751 | 0 | 0.79167 | 1 | 1 |  | TRUE
497 | SUND41-WYMO41 (OHL) |  | 300 | 307 | 18.156 | 0.017273 | 0.26614 | 13.7873 | 0 | 3.8856 | 1 | 1 |  | TRUE
498 | SWAN41-SWAN4B (OHL) |  | 171 | 256 | 0.64 | 0.035 | 0.32 | 11.4299 | 0 | 4.2883 | 1 | 1 |  | TRUE
499 | SWAN42-SWAN4A (OHL) |  | 196 | 74 | 0.64 | 0.035 | 0.32 | 11.4299 | 0 | 1.5993 | 1 | 1 |  | TRUE
500 | TEMP22-WIBA21 (Cable) |  | 497 | 527 | 3.607 | 0.033336 | 0.19352 | 281.5855 | 0 | 0.79989 | 1 | 1 |  | TRUE
501 | THOM21-WMEL21 (Composite) |  | 412 | 446 | 24.738 | 0.03378 | 0.32246 | 27.0274 | 0 | 1.4654 | 1 | 1 |  | TRUE
502 | THOM2A-WMEL21 (Composite) |  | 509 | 446 | 25.213 | 0.033774 | 0.32373 | 17.6756 | 0 | 1.5998 | 1 | 1 |  | TRUE
503 | THUR21-THUR2A (OHL) |  | 524 | 459 | 4.653 | 0.079314 | 0.31596 | 11.529 | 0 | 0.92796 | 1 | 1 |  | TRUE
504 | THUR2A-WMEL21 (OHL) |  | 459 | 446 | 16.348 | 0.03451 | 0.3284 | 11.1315 | 0 | 1.5998 | 1 | 1 |  | TRUE
505 | TILB21-WARL21 (OHL) |  | 342 | 354 | 13.065 | 0.034557 | 0.3201 | 11.4178 | 0 | 2.1477 | 1 | 1 |  | TRUE
506 | TILB21-WARL21 (OHL) |  | 342 | 354 | 12.897 | 0.034596 | 0.3201 | 11.4183 | 0 | 2.0785 | 1 | 1 |  | TRUE
507 | TILB41-TILB4A (OHL) |  | 22 | 234 | 0.058 | 0.027586 | 0.33103 | 11.3192 | 0 | 4.2695 | 1 | 1 |  | TRUE
508 | TILB41-TILB4B (OHL) |  | 22 | 51 | 0.059 | 0.027119 | 0.29831 | 11.9029 | 0 | 4.118 | 1 | 1 |  | TRUE
509 | TRAW41-TREU4A (OHL) |  | 187 | 78 | 64.278 | 0.024942 | 0.30699 | 11.9386 | 0 | 4.2695 | 1 | 1 |  | TRUE
510 | TRAW41-TREU4B (OHL) |  | 187 | 275 | 64.278 | 0.024942 | 0.30699 | 11.9386 | 0 | 4.2695 | 1 | 1 |  | TRUE
511 | TREM21-USKM2A (OHL) |  | 393 | 391 | 15.048 | 0.042918 | 0.35657 | 10.4854 | 0 | 1.1505 | 1 | 1 |  | TRUE
512 | TYNE21-WBOL21 (OHL) |  | 478 | 499 | 11.399 | 0.033835 | 0.32077 | 11.4208 | 0 | 2.1414 | 1 | 1 |  | TRUE
513 | USKM21-USKM2A (OHL) |  | 360 | 391 | 0.692 | 0.041528 | 0.39342 | 9.4035 | 0 | 1.1505 | 1 | 1 |  | TRUE
514 | USKM21-USKM2B (OHL) |  | 360 | 433 | 0.391 | 0.075432 | 0.323 | 11.3246 | 0 | 1.1295 | 1 | 1 |  | TRUE
515 | USKM21-WHSO21 (OHL) |  | 360 | 513 | 5.841 | 0.044668 | 0.31086 | 11.8136 | 0 | 1.8349 | 1 | 1 |  | TRUE
516 | USKM21-WHSO22 (OHL) |  | 360 | 383 | 5.849 | 0.044607 | 0.31096 | 11.814 | 0 | 1.8328 | 1 | 1 |  | TRUE
517 | USKM2A-WHSO21 (OHL) |  | 391 | 513 | 5.562 | 0.041606 | 0.39295 | 9.4254 | 0 | 1.1505 | 1 | 1 |  | TRUE
518 | USKM2B-WHSO22 (OHL) |  | 433 | 383 | 5.851 | 0.041619 | 0.39292 | 9.426 | 0 | 1.1295 | 1 | 1 |  | TRUE
519 | WHSO41-WHSO4A (OHL) |  | 315 | 195 | 0.077 | 0.020779 | 0.27013 | 13.0734 | 0 | 1.1302 | 1 | 1 |  | TRUE
520 | BOLN41-LHOR4A (OHL) |  | 259 | 240 | 28.1 | 0.017367 | 0.27826 | 13.1146 | 0 | 3.9909 | 1 | 1 |  | TRUE
521 | BRFO41-DISS4A (Composite) |  | 237 | 6 | 31.5 | 0.014171 | 0.27449 | 14.5929 | 0 | 4.792 | 1 | 1 |  | TRUE
522 | BRFO41-DISS4B (Composite) |  | 237 | 316 | 31.5 | 0.014171 | 0.27449 | 14.5929 | 0 | 4.792 | 1 | 1 |  | TRUE
523 | CELL41-DRAK41 (OHL) |  | 182 | 253 | 45.012 | 0.025558 | 0.30769 | 11.9633 | 0 | 3.1321 | 1 | 1 |  | TRUE
524 | CELL41-DRAK41 (OHL) |  | 182 | 253 | 45.712 | 0.025551 | 0.3077 | 11.9627 | 0 | 3.1321 | 1 | 1 |  | TRUE
525 | DISS4A-NORM41 (OHL) |  | 6 | 169 | 29.7 | 0.014168 | 0.2748 | 13.3723 | 0 | 4.792 | 1 | 1 |  | TRUE
526 | DISS4B-NORM41 (OHL) |  | 316 | 169 | 29.7 | 0.014168 | 0.2748 | 13.3723 | 0 | 4.792 | 1 | 1 |  | TRUE
527 | HINP41-SHUR41 (OHL) |  | 75 | 245 | 1.213 | 0.026381 | 0.31657 | 11.5955 | 0 | 4.2724 | 1 | 1 |  | TRUE
528 | LHOR4B-NINF41 (OHL) |  | 216 | 296 | 23.2 | 0.017379 | 0.27828 | 13.1146 | 0 | 3.9909 | 1 | 1 |  | TRUE
529 | SHUR41-TAUN42 (OHL) |  | 245 | 281 | 27 | 0.028859 | 0.31816 | 11.5368 | 0 | 4.2724 | 1 | 1 |  | TRUE
530 | BRAI4A-BULL41 (OHL) |  | 15 | 318 | 12.343 | 0.015685 | 0.2765 | 13.2588 | 0 | 4.4745 | 1 | 1 |  | TRUE
531 | BRAI4B-RAYL41 (OHL) |  | 148 | 177 | 33.03 | 0.015743 | 0.27655 | 13.253 | 0 | 3.2 | 1 | 1 |  | TRUE
532 | BRFO41-FRIS4A (OHL) |  | 237 | 99 | 35.557 | 0.017369 | 0.27827 | 13.1146 | 0 | 3.2 | 1 | 1 |  | TRUE
533 | BRFO41-FRIS4B (OHL) |  | 237 | 262 | 35.557 | 0.017369 | 0.27827 | 13.1146 | 0 | 3.2 | 1 | 1 |  | TRUE
534 | BRFO41-FRIS4C (OHL) |  | 237 | 162 | 35.557 | 0.017369 | 0.27827 | 13.1146 | 0 | 3.2 | 1 | 1 |  | TRUE
535 | BRFO41-FRIS4D (OHL) |  | 237 | 231 | 35.557 | 0.017369 | 0.27827 | 13.1146 | 0 | 3.2 | 1 | 1 |  | TRUE
536 | BRLE41-MELK41 (OHL) |  | 310 | 184 | 82.134 | 0.034461 | 0.32022 | 11.4312 | 0 | 2.1506 | 1 | 1 |  | TRUE
537 | BRLE41-MELK41 (OHL) |  | 310 | 184 | 81.569 | 0.034523 | 0.32024 | 11.43 | 0 | 2.1506 | 1 | 1 |  | TRUE
538 | BRWA4A-BRWA4C (OHL) |  | 202 | 271 | 4.371 | 0.028918 | 0.31846 | 11.527 | 0 | 2.5548 | 1 | 1 |  | TRUE
539 | BRWA4B-BRWA4D (Composite) |  | 320 | 192 | 4.462 | 0.027252 | 0.3048 | 32.8204 | 0 | 2.5548 | 1 | 1 |  | TRUE
540 | BRWA4C-MELK41 (OHL) |  | 271 | 184 | 77.004 | 0.028424 | 0.31572 | 11.632 | 0 | 2.5201 | 1 | 1 |  | TRUE
541 | BRWA4C-SHUR41 (OHL) |  | 271 | 245 | 14.02 | 0.024879 | 0.30699 | 11.9389 | 0 | 2.5548 | 1 | 1 |  | TRUE
542 | BRWA4D-MELK41 (OHL) |  | 192 | 184 | 76.264 | 0.028449 | 0.3157 | 11.6323 | 0 | 2.8997 | 1 | 1 |  | TRUE
543 | BRWA4D-SHUR41 (OHL) |  | 192 | 245 | 14.02 | 0.024879 | 0.30699 | 11.9389 | 0 | 4.2724 | 1 | 1 |  | TRUE
544 | BULL41-RAYL41 (OHL) |  | 318 | 177 | 20.646 | 0.015732 | 0.27651 | 13.2557 | 0 | 4.4745 | 1 | 1 |  | TRUE
545 | ELST4A-SUND41 (OHL) |  | 213 | 300 | 34.834 | 0.025538 | 0.3077 | 11.9727 | 0 | 3.0888 | 1 | 1 |  | TRUE
546 | ELST4B-SUND42 (OHL) |  | 133 | 297 | 34.706 | 0.02554 | 0.30768 | 11.9728 | 0 | 1.9428 | 1 | 1 |  | TRUE
547 | FRIN4A-FRIS41 (Cable) |  | 238 | 48 | 0.3 | 0.010667 | 0.18667 | 217.1537 | 0 | 4.0111 | 1 | 1 |  | TRUE
548 | FRIN4B-FRIS4C (Cable) |  | 30 | 162 | 0.1 | 0.0001 | 0.0001 | 10 | 0 | 4.0126 | 1 | 1 |  | TRUE
549 | FRIS4A-FRIS41 (Cable) |  | 99 | 48 | 0.2 | 0.008 | 0.192 | 217.147 | 0 | 4.0111 | 1 | 1 |  | TRUE
550 | FRIS4A-SIZE41 (OHL) |  | 99 | 176 | 7.61 | 0.017451 | 0.27837 | 13.1146 | 0 | 3.2 | 1 | 1 |  | TRUE
551 | FRIS4B-FRIS41 (Cable) |  | 262 | 48 | 0.15 | 0.010667 | 0.192 | 217.1537 | 0 | 4.0111 | 1 | 1 |  | TRUE
552 | FRIS4B-SIZE41 (OHL) |  | 262 | 176 | 7.61 | 0.017451 | 0.27837 | 13.1146 | 0 | 3.2 | 1 | 1 |  | TRUE
553 | FRIS4C-LEIS4A (OHL) |  | 162 | 95 | 6.8 | 0.017412 | 0.27835 | 13.1145 | 0 | 3.2 | 1 | 1 |  | TRUE
554 | FRIS4D-FRIS41 (Cable) |  | 231 | 48 | 0.2 | 0.0001 | 0.0001 | 10 | 0 | 4.0111 | 1 | 1 |  | TRUE
555 | FRIS4D-SIZE41 (OHL) |  | 231 | 176 | 7.61 | 0.017451 | 0.27837 | 13.1146 | 0 | 3.2 | 1 | 1 |  | TRUE
556 | GRAW4A-GRAW41 (Cable) |  | 90 | 257 | 0.2 | 0.008 | 0.2 | 250.0026 | 0 | 3.8004 | 1 | 1 |  | TRUE
557 | GRAW4B-GRAW42 (Cable) |  | 178 | 191 | 0.2 | 0.008 | 0.2 | 250.0026 | 0 | 3.8004 | 1 | 1 |  | TRUE
558 | GRAW4B-TILB42 (Composite) |  | 178 | 109 | 26.747 | 0.016929 | 0.27134 | 39.0825 | 0 | 2.7987 | 1 | 1 |  | TRUE
559 | HINP41-SAFO41 (Composite) |  | 75 | 165 | 35.52 | 0.018964 | 0.25104 | 122.2824 | 0 | 2.5201 | 1 | 1 |  | TRUE
560 | HINP41-SEAB41 (Composite) |  | 75 | 47 | 66.803 | 0.018323 | 0.26454 | 71.4481 | 0 | 2.5201 | 1 | 1 |  | TRUE
561 | HURS21-LITT2A (Composite) |  | 435 | 496 | 8.102 | 0.026042 | 0.2818 | 65.602 | 0 | 1.6943 | 1 | 1 |  | TRUE
562 | HURS21-LITT2B (Composite) |  | 435 | 514 | 8.003 | 0.026175 | 0.28226 | 64.8725 | 0 | 1.6943 | 1 | 1 |  | TRUE
563 | KEAD42-WBUR42 (OHL) |  | 155 | 20 | 28.425 | 0.017337 | 0.27829 | 13.1143 | 0 | 4.3013 | 1 | 1 |  | TRUE
564 | SAFO41-SEAB4A (OHL) |  | 165 | 111 | 31.219 | 0.01763 | 0.28019 | 13.0313 | 0 | 4.1136 | 1 | 1 |  | TRUE
565 | BENR41-NEWX4A (Cable) |  | 324 | 260 | 4.272 | 0.010861 | 0.21386 | 160.8561 | 0 | 1.3236 | 1 | 1 |  | TRUE
566 | BENR41-WIMB41 (Cable) |  | 324 | 160 | 8.429 | 0.01101 | 0.21412 | 160.8562 | 0 | 1.5747 | 1 | 1 |  | TRUE
567 | COTT41-KEAD4C (OHL) |  | 62 | 279 | 34.479 | 0.024966 | 0.31101 | 11.7578 | 0 | 4.2724 | 1 | 1 |  | TRUE
568 | COTT41-KEAD4D (OHL) |  | 62 | 265 | 34.628 | 0.024951 | 0.31096 | 11.7586 | 0 | 4.2724 | 1 | 1 |  | TRUE
569 | CREB41-CREB42 (OHL) |  | 53 | 119 | 14.835 | 0.014129 | 0.27481 | 13.3727 | 0 | 4.4384 | 1 | 1 |  | TRUE
570 | CREB41-CREB42 (OHL) |  | 53 | 119 | 14.904 | 0.014171 | 0.27483 | 13.3725 | 0 | 4.4384 | 1 | 1 |  | TRUE
571 | CREB42-THTO41 (OHL) |  | 119 | 236 | 14.835 | 0.014129 | 0.27481 | 13.3727 | 0 | 4.4384 | 1 | 1 |  | TRUE
572 | CREB42-THTO42 (OHL) |  | 119 | 132 | 14.904 | 0.014171 | 0.27483 | 13.3725 | 0 | 4.4384 | 1 | 1 |  | TRUE
573 | CREB42-THTO44 (OHL) |  | 119 | 166 | 29.671 | 0.014182 | 0.2748 | 13.3723 | 0 | 3.8437 | 1 | 1 |  | TRUE
574 | HAKB4B-HARG41 (OHL) |  | 87 | 287 | 10.107 | 0.025487 | 0.31582 | 11.6376 | 0 | 2.8016 | 1 | 1 |  | TRUE
575 | HARG41-HUTT41 (OHL) |  | 287 | 215 | 81.544 | 0.024919 | 0.30725 | 11.9281 | 0 | 3.9996 | 1 | 1 |  | TRUE
576 | HURS21-NEWX21 (Cable) |  | 435 | 388 | 18.504 | 0.011035 | 0.21403 | 160.8563 | 0 | 1.8118 | 1 | 1 |  | TRUE
577 | HURS21-NEWX21 (Cable) |  | 435 | 388 | 18.442 | 0.011031 | 0.21402 | 160.8564 | 0 | 2.0365 | 1 | 1 |  | TRUE
578 | MILL41-MILL4A (OHL) |  | 63 | 61 | 0.34 | 0.028235 | 0.32 | 11.527 | 0 | 2.8997 | 1 | 1 |  | TRUE
579 | NEWX4B-WIMB41 (Cable) |  | 49 | 160 | 12.688 | 0.010971 | 0.214 | 160.8563 | 0 | 1.491 | 1 | 1 |  | TRUE
580 | PEMB41-POAB41 (OHL) |  | 156 | 130 | 74.6 | 0.017373 | 0.27828 | 13.1146 | 0 | 3.2 | 1 | 1 |  | TRUE
581 | PEMB41-SWAN41 (OHL) |  | 156 | 171 | 83.854 | 0.017364 | 0.27829 | 13.1146 | 0 | 3.2 | 1 | 1 |  | TRUE
582 | POAB41-SWAN41 (OHL) |  | 130 | 171 | 9.25 | 0.017297 | 0.27831 | 13.1146 | 0 | 3.2 | 1 | 1 |  | TRUE
583 | SWAN41-WALH41 (parallel Composite) |  | 171 | 270 | 139.22 | 0.016779 | 0.26959 | 21.7289 | 0 | 3.2 | 1 | 1 |  | TRUE
584 | BLYT21-TYNE2A (OHL) |  | 432 | 484 | 16.866 | 0.03336 | 0.32122 | 11.4228 | 0 | 2.555 | 1 | 1 |  | TRUE
585 | BRAI4A-BRFO41 (Composite) |  | 15 | 237 | 49 | 0.0144 | 0.26367 | 51.9556 | 0 | 4.792 | 1 | 1 |  | TRUE
586 | BRAI4B-BRFO41 (Composite) |  | 148 | 237 | 49 | 0.014433 | 0.26371 | 51.9541 | 0 | 4.792 | 1 | 1 |  | TRUE
587 | BRFO41-TWIN4A (OHL) |  | 237 | 153 | 28.419 | 0.014188 | 0.2748 | 13.3718 | 0 | 4.792 | 1 | 1 |  | TRUE
588 | BRFO41-TWIN4B (OHL) |  | 237 | 170 | 28.419 | 0.014188 | 0.2748 | 13.3718 | 0 | 4.792 | 1 | 1 |  | TRUE
589 | BRIM4C-HACK41 (Composite) |  | 183 | 161 | 13.736 | 0.024345 | 0.3025 | 19.8121 | 0 | 4.4745 | 1 | 1 |  | TRUE
590 | BRIM4C-WALX41 (OHL) |  | 183 | 91 | 5.97 | 0.024925 | 0.30687 | 11.939 | 0 | 4.4745 | 1 | 1 |  | TRUE
591 | BRIM4D-HACK41 (Composite) |  | 248 | 161 | 13.885 | 0.024199 | 0.30122 | 21.9298 | 0 | 4.4745 | 1 | 1 |  | TRUE
592 | BRIM4D-WALX41 (OHL) |  | 248 | 91 | 5.97 | 0.024925 | 0.30687 | 11.939 | 0 | 4.4745 | 1 | 1 |  | TRUE
593 | CARR41-DAIN41 (OHL) |  | 239 | 138 | 3.352 | 0.028162 | 0.31169 | 11.7372 | 0 | 4.2695 | 1 | 1 |  | TRUE
594 | CARR41-DAIN41 (OHL) |  | 239 | 138 | 2.545 | 0.027033 | 0.31183 | 11.785 | 0 | 2.8001 | 1 | 1 |  | TRUE
595 | EGGB41-MONF42 (OHL) |  | 189 | 60 | 10.37 | 0.014041 | 0.27479 | 13.3968 | 0 | 3.493 | 1 | 1 |  | TRUE
596 | EGGB42-MONF42 (OHL) |  | 5 | 60 | 10.37 | 0.014041 | 0.27479 | 13.3968 | 0 | 3.493 | 1 | 1 |  | TRUE
597 | GRAI41-GRAW4A (OHL) |  | 235 | 90 | 1.845 | 0.013875 | 0.27491 | 13.3966 | 0 | 3.8004 | 1 | 1 |  | TRUE
598 | GRAI41-GRAW4B (Composite) |  | 235 | 178 | 2.089 | 0.014552 | 0.26424 | 34.0699 | 0 | 2.7987 | 1 | 1 |  | TRUE
599 | GRAW4A-KINO41 (parallel Composite) |  | 90 | 21 | 10.607 | 0.013274 | 0.25794 | 32.9713 | 0 | 3.8004 | 1 | 1 |  | TRUE
600 | HAKB4--HARG41 (OHL) |  | 89 | 287 | 10.107 | 0.025487 | 0.31582 | 11.6376 | 0 | 2.8001 | 1 | 1 |  | TRUE
601 | HARG41-HUTT43 (OHL) |  | 287 | 76 | 81.544 | 0.024919 | 0.30725 | 11.9281 | 0 | 3.9996 | 1 | 1 |  | TRUE
602 | HAWP21-OFFE21 (OHL) |  | 475 | 512 | 9.514 | 0.030126 | 0.31382 | 11.6848 | 0 | 1.942 | 1 | 1 |  | TRUE
603 | HAWP41-NORT41 (OHL) |  | 4 | 220 | 30.157 | 0.017349 | 0.27828 | 13.1146 | 0 | 4.0126 | 1 | 1 |  | TRUE
604 | KINO41-TILB41 (Composite) |  | 21 | 22 | 17.313 | 0.01377 | 0.26422 | 54.1492 | 0 | 4.258 | 1 | 1 |  | TRUE
605 | KNAR21-TADT2A (OHL) |  | 424 | 438 | 25 | 0.037026 | 0.33202 | 10.9885 | 0 | 2.7293 | 1 | 1 |  | TRUE
606 | KNAR21-TADT2B (OHL) |  | 424 | 328 | 25 | 0.037026 | 0.33202 | 10.9885 | 0 | 2.7293 | 1 | 1 |  | TRUE
607 | MONF2A-TADT2A (OHL) |  | 521 | 438 | 14.18 | 0.037013 | 0.33199 | 10.9884 | 0 | 2.7293 | 1 | 1 |  | TRUE
608 | MONF2B-TADT2B (Composite) |  | 403 | 328 | 14.78 | 0.036073 | 0.32537 | 28.8252 | 0 | 2.7293 | 1 | 1 |  | TRUE
609 | MONF41-MONF42 (Cable) |  | 66 | 60 | 0.1 | 0.0001 | 0.0001 | 10 | 0 | 2.1651 | 1 | 1 |  | TRUE
610 | NORT41-OBST4A (OHL) |  | 220 | 45 | 70.35 | 0.029089 | 0.32882 | 11.1566 | 0 | 2.5259 | 1 | 1 |  | TRUE
611 | NORT41-OBST4B (OHL) |  | 220 | 247 | 70.35 | 0.029089 | 0.32882 | 11.1566 | 0 | 2.5201 | 1 | 1 |  | TRUE
612 | OBST4A-YORK4A (OHL) |  | 45 | 125 | 2.8 | 0.029143 | 0.32857 | 11.1565 | 0 | 1.8764 | 1 | 1 |  | TRUE
613 | OBST4B-YORK4B (OHL) |  | 247 | 68 | 2.8 | 0.029143 | 0.32857 | 11.1565 | 0 | 1.8764 | 1 | 1 |  | TRUE
614 | OFFE21-WBOL21 (OHL) |  | 512 | 499 | 8.207 | 0.030132 | 0.31385 | 11.685 | 0 | 1.942 | 1 | 1 |  | TRUE
615 | OSBA41-OBST4A (OHL) |  | 263 | 45 | 13.35 | 0.029124 | 0.32887 | 11.1566 | 0 | 2.5201 | 1 | 1 |  | TRUE
616 | OSBA42-OBST4B (OHL) |  | 114 | 247 | 13.35 | 0.029124 | 0.32887 | 11.1566 | 0 | 2.5201 | 1 | 1 |  | TRUE
617 | OVER21-POPP21 (OHL) |  | 397 | 492 | 4.729 | 0.041099 | 0.3958 | 9.35 | 0 | 1.1337 | 1 | 1 |  | TRUE
618 | OVER21-POPP21 (OHL) |  | 397 | 492 | 4.634 | 0.041452 | 0.39803 | 9.2746 | 0 | 0.92376 | 1 | 1 |  | TRUE
619 | OVER21-TADT2A (OHL) |  | 397 | 438 | 20.176 | 0.037033 | 0.33202 | 10.9887 | 0 | 2.7293 | 1 | 1 |  | TRUE
620 | OVER21-TADT2B (OHL) |  | 397 | 328 | 20.176 | 0.037033 | 0.33202 | 10.9885 | 0 | 2.7293 | 1 | 1 |  | TRUE
621 | PELH41-TWIN4A (OHL) |  | 33 | 140 | 40.882 | 0.014168 | 0.27482 | 13.3717 | 0 | 4.4745 | 1 | 1 |  | TRUE
622 | PELH41-TWIN4B (OHL) |  | 33 | 170 | 40.823 | 0.014188 | 0.27483 | 13.3718 | 0 | 4.792 | 1 | 1 |  | TRUE

## trafo
| name | std_type | hv_bus | lv_bus | sn_mva | vn_hv_kv | vn_lv_kv | vk_percent | vkr_percent | pfe_kw | i0_percent | shift_degree | tap_side | tap_neutral | tap_min | tap_max | tap_step_percent | tap_step_degree | tap_pos | tap_phase_shifter | parallel | df | in_service
0 | ABHA4A-ABHA11 (Transformer) |  | 199 | 637 | 275 | 400 | 132 | 8.4025 | 0.1658 | 0 | 0 | 0 | [7 empty] | FALSE | 1 | 1 | TRUE
1 | ABHA4B-ABHA12 (Transformer) |  | 201 | 736 | 264 | 400 | 132 | 8.4025 | 0.1658 | 0 | 0 | 0 | [7 empty] | FALSE | 1 | 1 | TRUE
2 | ABTH21-ABTH11 (Transformer) |  | 480 | 681 | 279 | 275 | 132 | 8.0648 | 0.1366 | 0 | 0 | 0 | [7 empty] | FALSE | 1 | 1 | TRUE
3 | ABTH21-ABTH12 (Transformer) |  | 480 | 708 | 211 | 275 | 132 | 8.0383 | 0.1646 | 0 | 0 | 0 | [7 empty] | FALSE | 1 | 1 | TRUE
4 | ABTH21-ABTH13 (Transformer) |  | 480 | 714 | 212 | 275 | 132 | 8.1994 | 0.0977 | 0 | 0 | 0 | [7 empty] | FALSE | 1 | 1 | TRUE
5 | ALDW21-ALDW31 (Transformer) |  | 398 | 843 | 135 | 275 | 33 | 24.6692 | 0.4848 | 0 | 0 | 0 | [7 empty] | FALSE | 1 | 1 | TRUE
6 | ALDW21-ALDW31 (Transformer) |  | 398 | 843 | 135 | 275 | 33 | 25.4142 | 0.3543 | 0 | 0 | 0 | [7 empty] | FALSE | 1 | 1 | TRUE
7 | ALDW21-ALDW31 (Transformer) |  | 398 | 843 | 83 | 275 | 33 | 26.5771 | 0.7076 | 0 | 0 | 0 | [7 empty] | FALSE | 1 | 1 | TRUE
8 | ALDW21-ALDW32 (Transformer) |  | 398 | 818 | 98 | 275 | 33 | 25.925 | 0.656 | 0 | 0 | 0 | [7 empty] | FALSE | 1 | 1 | TRUE
9 | ALDW21-ALDW32 (Transformer) |  | 398 | 818 | 98 | 275 | 33 | 25.925 | 0.656 | 0 | 0 | 0 | [7 empty] | FALSE | 1 | 1 | TRUE
10 | ALVE4A-ALVE11 (Transformer) |  | 217 | 599 | 278 | 400 | 132 | 8.3874 | 0.1118 | 0 | 0 | 0 | [7 empty] | FALSE | 1 | 1 | TRUE
11 | ALVE4B-ALVE11 (Transformer) |  | 64 | 599 | 275 | 400 | 132 | 8.0984 | 0.1621 | 0 | 0 | 0 | [7 empty] | FALSE | 1 | 1 | TRUE
12 | AMEM4A-AMEM11 (Transformer) |  | 261 | 624 | 270 | 400 | 132 | 8.4008 | 0.1471 | 0 | 0 | 0 | [7 empty] | FALSE | 1 | 1 | TRUE
13 | AMEM4B-AMEM11 (Transformer) |  | 188 | 624 | 255 | 400 | 132 | 8.4008 | 0.1471 | 0 | 0 | 0 | [7 empty] | FALSE | 1 | 1 | TRUE
14 | AXMI41-AXMI11 (Transformer) |  | 96 | 657 | 278 | 400 | 132 | 7.4973 | 0.148 | 0 | 0 | 0 | [7 empty] | FALSE | 1 | 1 | TRUE
15 | AXMI41-AXMI11 (Transformer) |  | 96 | 657 | 277 | 400 | 132 | 7.4973 | 0.148 | 0 | 0 | 0 | [7 empty] | FALSE | 1 | 1 | TRUE
16 | BARK21-BARK11 (Transformer) |  | 376 | 697 | 278 | 275 | 132 | 8.6657 | 0.1264 | 0 | 0 | 0 | [7 empty] | FALSE | 1 | 1 | TRUE
17 | BARK21-BARK11 (Transformer) |  | 376 | 697 | 275 | 275 | 132 | 8.6657 | 0.1264 | 0 | 0 | 0 | [7 empty] | FALSE | 1 | 1 | TRUE
18 | BARK21-BARW31 (Transformer) |  | 376 | 834 | 109 | 275 | 33 | 29.2635 | 0.618 | 0 | 0 | 0 | [7 empty] | FALSE | 1 | 1 | TRUE
19 | BARK21-BARW32 (Transformer) |  | 376 | 811 | 110 | 275 | 33 | 29.2635 | 0.618 | 0 | 0 | 0 | [7 empty] | FALSE | 1 | 1 | TRUE
20 | BARK22-BARK11 (Transformer) |  | 469 | 697 | 211 | 275 | 132 | 8.0383 | 0.1646 | 0 | 0 | 0 | [7 empty] | FALSE | 1 | 1 | TRUE
21 | BARK22-BARW31 (Transformer) |  | 469 | 834 | 110 | 275 | 33 | 29.2635 | 0.618 | 0 | 0 | 0 | [7 empty] | FALSE | 1 | 1 | TRUE
22 | BARK22-BARW32 (Transformer) |  | 469 | 811 | 109 | 275 | 33 | 29.2635 | 0.618 | 0 | 0 | 0 | [7 empty] | FALSE | 1 | 1 | TRUE
23 | BARK22-BARW32 (Transformer) |  | 469 | 811 | 100 | 275 | 33 | 19.4438 | 0.492 | 0 | 0 | 0 | [7 empty] | FALSE | 1 | 1 | TRUE
24 | BARK41-BARK21 (Transformer) |  | 129 | 376 | 817 | 400 | 275 | 5 | 0.0268 | 0 | 0 | 0 | [7 empty] | FALSE | 1 | 1 | TRUE
25 | BARK41-BARK22 (Transformer) |  | 129 | 469 | 817 | 400 | 275 | 5 | 0.0268 | 0 | 0 | 0 | [7 empty] | FALSE | 1 | 1 | TRUE
26 | BEDD21-BEDD11 (Transformer) |  | 482 | 676 | 258 | 275 | 132 | 7.9774 | 0.167 | 0 | 0 | 0 | [7 empty] | FALSE | 1 | 1 | TRUE
27 | BEDD21-BEDD12 (Transformer) |  | 482 | 689 | 240 | 275 | 132 | 8.0868 | 0.1067 | 0 | 0 | 0 | [7 empty] | FALSE | 1 | 1 | TRUE
28 | BEDD21-BEDT1A (Transformer) |  | 482 | 728 | 126 | 275 | 132 | 8.1333 | 0.1007 | 0 | 0 | 0 | [7 empty] | FALSE | 1 | 1 | TRUE
29 | BEDD22-BEDD12 (Transformer) |  | 520 | 689 | 240 | 275 | 132 | 8.0868 | 0.1067 | 0 | 0 | 0 | [7 empty] | FALSE | 1 | 1 | TRUE
30 | BEDD23-BEDD11 (Transformer) |  | 336 | 676 | 240 | 275 | 132 | 7.9774 | 0.167 | 0 | 0 | 0 | [7 empty] | FALSE | 1 | 1 | TRUE
31 | BEDD23-BEDT1B (Transformer) |  | 336 | 548 | 126 | 275 | 132 | 12.2479 | 0.2264 | 0 | 0 | 0 | [7 empty] | FALSE | 1 | 1 | TRUE
32 | BEDD4A-BEDD21 (Transformer) |  | 212 | 482 | 797 | 400 | 275 | 5 | 0.0258 | 0 | 0 | 0 | [7 empty] | FALSE | 1 | 1 | TRUE
33 | BEDD4A-BEDD23 (Transformer) |  | 212 | 336 | 797 | 400 | 275 | 5 | 0.0258 | 0 | 0 | 0 | [7 empty] | FALSE | 1 | 1 | TRUE
34 | BEDD4B-BEDD21 (Transformer) |  | 25 | 482 | 800 | 400 | 275 | 5 | 0.0258 | 0 | 0 | 0 | [7 empty] | FALSE | 1 | 1 | TRUE
35 | BEDD4B-BEDD22 (Transformer) |  | 25 | 520 | 950 | 400 | 275 | 5 | 0.0258 | 0 | 0 | 0 | [7 empty] | FALSE | 1 | 1 | TRUE
36 | BESW21-BESW11 (Transformer) |  | 500 | 609 | 240 | 275 | 132 | 8.1994 | 0.1004 | 0 | 0 | 0 | [7 empty] | FALSE | 1 | 1 | TRUE
37 | BESW21-BESW11 (Transformer) |  | 500 | 609 | 273 | 275 | 132 | 8.6331 | 0.1411 | 0 | 0 | 0 | [7 empty] | FALSE | 1 | 1 | TRUE
38 | BESW21-BESW12 (Transformer) |  | 500 | 587 | 267 | 275 | 132 | 8.6331 | 0.1411 | 0 | 0 | 0 | [7 empty] | FALSE | 1 | 1 | TRUE
39 | BESW21-BESW12 (Transformer) |  | 500 | 587 | 267 | 275 | 132 | 8.6331 | 0.1411 | 0 | 0 | 0 | [7 empty] | FALSE | 1 | 1 | TRUE
40 | BICF41-BICF11 (Transformer) |  | 8 | 618 | 278 | 400 | 132 | 7.9515 | 0.1307 | 0 | 0 | 0 | [7 empty] | FALSE | 1 | 1 | TRUE
41 | BICF41-BICF11 (Transformer) |  | 8 | 618 | 274 | 400 | 132 | 7.9515 | 0.1307 | 0 | 0 | 0 | [7 empty] | FALSE | 1 | 1 | TRUE
42 | BIRK21-BIRK11 (Transformer) |  | 380 | 552 | 261 | 275 | 132 | 8.6081 | 0.1594 | 0 | 0 | 0 | [7 empty] | FALSE | 1 | 1 | TRUE
43 | BIRK21-BIRK11 (Transformer) |  | 380 | 552 | 261 | 275 | 132 | 8.6081 | 0.1594 | 0 | 0 | 0 | [7 empty] | FALSE | 1 | 1 | TRUE
44 | BIRK21-BIRK11 (Transformer) |  | 380 | 552 | 261 | 275 | 132 | 8.6081 | 0.1594 | 0 | 0 | 0 | [7 empty] | FALSE | 1 | 1 | TRUE
45 | BISW21-BISW11 (Transformer) |  | 401 | 665 | 279 | 275 | 132 | 8.097 | 0.1623 | 0 | 0 | 0 | [7 empty] | FALSE | 1 | 1 | TRUE
46 | BISW21-BISW11 (Transformer) |  | 401 | 665 | 279 | 275 | 132 | 8.097 | 0.1623 | 0 | 0 | 0 | [7 empty] | FALSE | 1 | 1 | TRUE
47 | BISW21-BISW11 (Transformer) |  | 401 | 665 | 278 | 275 | 132 | 8.7537 | 0.0918 | 0 | 0 | 0 | [7 empty] | FALSE | 1 | 1 | TRUE
48 | BISW21-BISW11 (Transformer) |  | 401 | 665 | 240 | 275 | 132 | 8.097 | 0.1623 | 0 | 0 | 0 | [7 empty] | FALSE | 1 | 1 | TRUE
49 | BLYT21-BLYT1A (Transformer) |  | 432 | 563 | 278 | 275 | 132 | 8.378 | 0.1666 | 0 | 0 | 0 | [7 empty] | FALSE | 1 | 1 | TRUE
50 | BLYT21-BLYT1B (Transformer) |  | 432 | 627 | 278 | 275 | 132 | 8.378 | 0.1666 | 0 | 0 | 0 | [7 empty] | FALSE | 1 | 1 | TRUE
51 | BLYT21-BLYT61 (Transformer) |  | 432 | 808 | 209 | 275 | 66 | 10.8456 | 0.2275 | 0 | 0 | 0 | [7 empty] | FALSE | 1 | 1 | TRUE
52 | BLYT21-BLYT61 (Transformer) |  | 432 | 808 | 138 | 275 | 66 | 16.8273 | 0.45 | 0 | 0 | 0 | [7 empty] | FALSE | 1 | 1 | TRUE
53 | BLYT21-BLYT61 (Transformer) |  | 432 | 808 | 138 | 275 | 66 | 16.8273 | 0.45 | 0 | 0 | 0 | [7 empty] | FALSE | 1 | 1 | TRUE
54 | BLYT41-BLYT21 (Transformer) |  | 314 | 432 | 1148 | 400 | 275 | 5 | 0.0152 | 0 | 0 | 0 | [7 empty] | FALSE | 1 | 1 | TRUE
55 | BLYT41-BLYT21 (Transformer) |  | 314 | 432 | 1100 | 400 | 275 | 5 | 0.0152 | 0 | 0 | 0 | [7 empty] | FALSE | 1 | 1 | TRUE
56 | BODE41-SASA11 (Transformer) |  | 298 | 778 | 240 | 400 | 132 | 7.9055 | 0.1311 | 0 | 0 | 0 | [7 empty] | FALSE | 1 | 1 | TRUE
57 | BOLN41-BOLN11 (Transformer) |  | 259 | 777 | 310 | 400 | 132 | 7.9818 | 0.137 | 0 | 0 | 0 | [7 empty] | FALSE | 1 | 1 | TRUE
58 | BOLN41-BOLN11 (Transformer) |  | 259 | 777 | 309 | 400 | 132 | 7.9818 | 0.137 | 0 | 0 | 0 | [7 empty] | FALSE | 1 | 1 | TRUE
59 | BOLN41-BOLN12 (Transformer) |  | 259 | 579 | 309 | 400 | 132 | 7.9818 | 0.137 | 0 | 0 | 0 | [7 empty] | FALSE | 1 | 1 | TRUE
60 | BOLN41-BOLN12 (Transformer) |  | 259 | 579 | 277 | 400 | 132 | 7.9818 | 0.137 | 0 | 0 | 0 | [7 empty] | FALSE | 1 | 1 | TRUE
61 | BOLN41-BOLN12 (Transformer) |  | 259 | 579 | 276 | 400 | 132 | 7.9818 | 0.137 | 0 | 0 | 0 | [7 empty] | FALSE | 1 | 1 | TRUE
62 | BOTW41-BOTW11 (Transformer) |  | 180 | 776 | 278 | 400 | 132 | 8.1036 | 0.1139 | 0 | 0 | 0 | [7 empty] | FALSE | 1 | 1 | TRUE
63 | BOTW41-BOTW11 (Transformer) |  | 180 | 776 | 278 | 400 | 132 | 8.1036 | 0.1139 | 0 | 0 | 0 | [7 empty] | FALSE | 1 | 1 | TRUE
64 | BRAI4A-BRAI11 (Transformer) |  | 15 | 765 | 240 | 400 | 132 | 8.1976 | 0.1373 | 0 | 0 | 0 | [7 empty] | FALSE | 1 | 1 | TRUE
65 | BRAI4B-BRAI11 (Transformer) |  | 148 | 765 | 278 | 400 | 132 | 7.9515 | 0.1307 | 0 | 0 | 0 | [7 empty] | FALSE | 1 | 1 | TRUE
66 | BRAW21-BRAW11 (Transformer) |  | 439 | 673 | 279 | 275 | 132 | 8.2312 | 0.1719 | 0 | 0 | 0 | [7 empty] | FALSE | 1 | 1 | TRUE
67 | BRAW21-BRAW11 (Transformer) |  | 439 | 673 | 279 | 275 | 132 | 8.2312 | 0.1719 | 0 | 0 | 0 | [7 empty] | FALSE | 1 | 1 | TRUE
68 | BRAW21-BRAW12 (Transformer) |  | 439 | 620 | 279 | 275 | 132 | 8.2312 | 0.1719 | 0 | 0 | 0 | [7 empty] | FALSE | 1 | 1 | TRUE
69 | BRAW21-BRAW12 (Transformer) |  | 439 | 620 | 279 | 275 | 132 | 8.2312 | 0.1719 | 0 | 0 | 0 | [7 empty] | FALSE | 1 | 1 | TRUE
70 | BRAW4A-BRAW21 (Transformer) |  | 120 | 439 | 1094 | 400 | 275 | 5 | 0.0175 | 0 | 0 | 0 | [7 empty] | FALSE | 1 | 1 | TRUE
71 | BRED21-BRED11 (Transformer) |  | 434 | 651 | 278 | 275 | 132 | 8.6449 | 0.1266 | 0 | 0 | 0 | [7 empty] | FALSE | 1 | 1 | TRUE
72 | BRED21-BRED11 (Transformer) |  | 434 | 651 | 278 | 275 | 132 | 8.6449 | 0.1266 | 0 | 0 | 0 | [7 empty] | FALSE | 1 | 1 | TRUE
73 | BRED21-BRED11 (Transformer) |  | 434 | 651 | 278 | 275 | 132 | 8.6449 | 0.1266 | 0 | 0 | 0 | [7 empty] | FALSE | 1 | 1 | TRUE
74 | BRFO41-BRFO11 (Transformer) |  | 237 | 616 | 272 | 400 | 132 | 8.4025 | 0.1658 | 0 | 0 | 0 | [7 empty] | FALSE | 1 | 1 | TRUE
75 | BRFO41-BRFO11 (Transformer) |  | 237 | 616 | 271 | 400 | 132 | 8.4025 | 0.1658 | 0 | 0 | 0 | [7 empty] | FALSE | 1 | 1 | TRUE
76 | BRFO41-BRFO11 (Transformer) |  | 237 | 616 | 240 | 400 | 132 | 7.9515 | 0.1307 | 0 | 0 | 0 | [7 empty] | FALSE | 1 | 1 | TRUE
77 | BRFO41-BRFO12 (Transformer) |  | 237 | 731 | 267 | 400 | 132 | 8.4025 | 0.1658 | 0 | 0 | 0 | [7 empty] | FALSE | 1 | 1 | TRUE
78 | BRFO41-BRFO12 (Transformer) |  | 237 | 731 | 267 | 400 | 132 | 8.4025 | 0.1658 | 0 | 0 | 0 | [7 empty] | FALSE | 1 | 1 | TRUE
79 | BRIM2A-BRIM11 (Transformer) |  | 351 | 646 | 263 | 275 | 132 | 8.3316 | 0.1688 | 0 | 0 | 0 | [7 empty] | FALSE | 1 | 1 | TRUE
80 | BRIM2B-BRIM11 (Transformer) |  | 507 | 646 | 274 | 275 | 132 | 8.6449 | 0.1266 | 0 | 0 | 0 | [7 empty] | FALSE | 1 | 1 | TRUE
81 | BRIN41-BRIN21 (Transformer) |  | 276 | 494 | 1117 | 400 | 275 | 5 | 0.0146 | 0 | 0 | 0 | [7 empty] | FALSE | 1 | 1 | TRUE
82 | BRLE41-BRLE11 (Transformer) |  | 310 | 772 | 275 | 400 | 132 | 7.9231 | 0.103 | 0 | 0 | 0 | [7 empty] | FALSE | 1 | 1 | TRUE
83 | BRLE41-BRLE12 (Transformer) |  | 310 | 655 | 253 | 400 | 132 | 8.4008 | 0.1471 | 0 | 0 | 0 | [7 empty] | FALSE | 1 | 1 | TRUE
84 | BRLE41-BRLE13 (Transformer) |  | 310 | 593 | 253 | 400 | 132 | 8.4008 | 0.1471 | 0 | 0 | 0 | [7 empty] | FALSE | 1 | 1 | TRUE
85 | BRLE41-BRLE14 (Transformer) |  | 310 | 533 | 270 | 400 | 132 | 7.9231 | 0.103 | 0 | 0 | 0 | [7 empty] | FALSE | 1 | 1 | TRUE
86 | BRLE41-BRLE1A (Transformer) |  | 310 | 696 | 263 | 400 | 132 | 7.8698 | 0.1303 | 0 | 0 | 0 | [7 empty] | FALSE | 1 | 1 | TRUE
87 | BRLE41-BRLE1B (Transformer) |  | 310 | 685 | 263 | 400 | 132 | 7.8698 | 0.1303 | 0 | 0 | 0 | [7 empty] | FALSE | 1 | 1 | TRUE
88 | BURW41-BURW11 (Transformer) |  | 24 | 626 | 240 | 400 | 132 | 8.3327 | 0.1059 | 0 | 0 | 0 | [7 empty] | FALSE | 1 | 1 | TRUE
89 | BURW41-BURW11 (Transformer) |  | 24 | 626 | 240 | 400 | 132 | 8.2208 | 0.1056 | 0 | 0 | 0 | [7 empty] | FALSE | 1 | 1 | TRUE
90 | BURW41-BURW11 (Transformer) |  | 24 | 626 | 240 | 400 | 132 | 7.9905 | 0.1347 | 0 | 0 | 0 | [7 empty] | FALSE | 1 | 1 | TRUE
91 | BUSH21-BUSH11 (Transformer) |  | 426 | 638 | 279 | 275 | 132 | 8.0467 | 0.1221 | 0 | 0 | 0 | [7 empty] | FALSE | 1 | 1 | TRUE
92 | BUSH21-BUSH11 (Transformer) |  | 426 | 638 | 279 | 275 | 132 | 8.0467 | 0.1221 | 0 | 0 | 0 | [7 empty] | FALSE | 1 | 1 | TRUE
93 | BUSH21-BUSH11 (Transformer) |  | 426 | 638 | 240 | 275 | 132 | 8.8443 | 0.1048 | 0 | 0 | 0 | [7 empty] | FALSE | 1 | 1 | TRUE
94 | BUST21-BUST11 (Transformer) |  | 355 | 769 | 279 | 275 | 132 | 8.3316 | 0.1688 | 0 | 0 | 0 | [7 empty] | FALSE | 1 | 1 | TRUE
95 | BUST21-BUST11 (Transformer) |  | 355 | 769 | 279 | 275 | 132 | 8.2312 | 0.1719 | 0 | 0 | 0 | [7 empty] | FALSE | 1 | 1 | TRUE
96 | BUST21-BUST11 (Transformer) |  | 355 | 769 | 278 | 275 | 132 | 8.2312 | 0.1719 | 0 | 0 | 0 | [7 empty] | FALSE | 1 | 1 | TRUE
97 | BUST21-BUST11 (Transformer) |  | 355 | 769 | 265 | 275 | 132 | 8.3316 | 0.1688 | 0 | 0 | 0 | [7 empty] | FALSE | 1 | 1 | TRUE
98 | BUST4A-BUST21 (Transformer) |  | 174 | 355 | 1100 | 400 | 275 | 5 | 0.018 | 0 | 0 | 0 | [7 empty] | FALSE | 1 | 1 | TRUE
99 | BUST4B-BUST21 (Transformer) |  | 58 | 355 | 1100 | 400 | 275 | 5 | 0.018 | 0 | 0 | 0 | [7 empty] | FALSE | 1 | 1 | TRUE
100 | CANT41-CANT13 (Transformer) |  | 152 | 611 | 264 | 400 | 132 | 8.2849 | 0.1509 | 0 | 0 | 0 | [7 empty] | FALSE | 1 | 1 | TRUE
101 | CANT41-CANT14 (Transformer) |  | 152 | 678 | 264 | 400 | 132 | 8.426 | 0.1658 | 0 | 0 | 0 | [7 empty] | FALSE | 1 | 1 | TRUE
102 | CAPE21-CAPE11 (Transformer) |  | 502 | 556 | 211 | 275 | 132 | 8.5256 | 0.1927 | 0 | 0 | 0 | [7 empty] | FALSE | 1 | 1 | TRUE
103 | CAPE21-CAPE11 (Transformer) |  | 502 | 556 | 211 | 275 | 132 | 8.5256 | 0.1927 | 0 | 0 | 0 | [7 empty] | FALSE | 1 | 1 | TRUE
104 | CAPE21-CAPE11 (Transformer) |  | 502 | 556 | 198 | 275 | 132 | 8.3446 | 0.196 | 0 | 0 | 0 | [7 empty] | FALSE | 1 | 1 | TRUE
105 | CAPE21-CAPE1A (Transformer) |  | 502 | 621 | 279 | 275 | 132 | 8.0648 | 0.1366 | 0 | 0 | 0 | [7 empty] | FALSE | 1 | 1 | TRUE
106 | CAPE21-CAPE1B (Transformer) |  | 502 | 764 | 180 | 275 | 132 | 8.8392 | 0.171 | 0 | 0 | 0 | [7 empty] | FALSE | 1 | 1 | TRUE
107 | CAPE4A-CAPE21 (Transformer) |  | 2 | 502 | 845 | 400 | 275 | 5 | 0.0178 | 0 | 0 | 0 | [7 empty] | FALSE | 1 | 1 | TRUE
108 | CAPE4B-CAPE21 (Transformer) |  | 319 | 502 | 886 | 400 | 275 | 5 | 0.0185 | 0 | 0 | 0 | [7 empty] | FALSE | 1 | 1 | TRUE
109 | CARE21-CARE11 (Transformer) |  | 474 | 539 | 278 | 275 | 132 | 8.7537 | 0.0918 | 0 | 0 | 0 | [7 empty] | FALSE | 1 | 1 | TRUE
110 | CARE21-CARE11 (Transformer) |  | 474 | 539 | 278 | 275 | 132 | 8.7537 | 0.0918 | 0 | 0 | 0 | [7 empty] | FALSE | 1 | 1 | TRUE
111 | CARR21-CARR11 (Transformer) |  | 526 | 780 | 211 | 275 | 132 | 8.5256 | 0.1927 | 0 | 0 | 0 | [7 empty] | FALSE | 1 | 1 | TRUE
112 | CARR21-CARR11 (Transformer) |  | 526 | 780 | 201 | 275 | 132 | 8.3396 | 0.1681 | 0 | 0 | 0 | [7 empty] | FALSE | 1 | 1 | TRUE
113 | CARR21-CARR12 (Transformer) |  | 526 | 568 | 211 | 275 | 132 | 8.5256 | 0.1927 | 0 | 0 | 0 | [7 empty] | FALSE | 1 | 1 | TRUE
114 | CARR21-CARR12 (Transformer) |  | 526 | 568 | 129 | 275 | 132 | 12.2479 | 0.2264 | 0 | 0 | 0 | [7 empty] | FALSE | 1 | 1 | TRUE
115 | CARR21-CARR12 (Transformer) |  | 526 | 568 | 120 | 275 | 132 | 12.2467 | 0.2847 | 0 | 0 | 0 | [7 empty] | FALSE | 1 | 1 | TRUE
116 | CARR41-CARR11 (Transformer) |  | 239 | 780 | 272 | 400 | 132 | 8.0197 | 0.1372 | 0 | 0 | 0 | [7 empty] | FALSE | 1 | 1 | TRUE
117 | CARR4A-CARR21 (Transformer) |  | 88 | 526 | 886 | 400 | 275 | 5 | 0.0185 | 0 | 0 | 0 | [7 empty] | FALSE | 1 | 1 | TRUE
118 | CARR4B-CARR21 (Transformer) |  | 1 | 526 | 886 | 400 | 275 | 5 | 0.0185 | 0 | 0 | 0 | [7 empty] | FALSE | 1 | 1 | TRUE
119 | CELL41-CELL11 (Transformer) |  | 182 | 536 | 280 | 400 | 132 | 8.4025 | 0.1658 | 0 | 0 | 0 | [7 empty] | FALSE | 1 | 1 | TRUE
120 | CELL41-CELL11 (Transformer) |  | 182 | 536 | 278 | 400 | 132 | 7.9515 | 0.1307 | 0 | 0 | 0 | [7 empty] | FALSE | 1 | 1 | TRUE
121 | CELL41-CELL11 (Transformer) |  | 182 | 536 | 240 | 400 | 132 | 8.4025 | 0.1658 | 0 | 0 | 0 | [7 empty] | FALSE | 1 | 1 | TRUE
122 | CELL41-CELL12 (Transformer) |  | 182 | 688 | 278 | 400 | 132 | 8.1976 | 0.1373 | 0 | 0 | 0 | [7 empty] | FALSE | 1 | 1 | TRUE
123 | CELL41-CELL12 (Transformer) |  | 182 | 688 | 278 | 400 | 132 | 8.4025 | 0.1658 | 0 | 0 | 0 | [7 empty] | FALSE | 1 | 1 | TRUE
124 | CHIC41-CHIC11 (Transformer) |  | 241 | 607 | 254 | 400 | 132 | 8.4008 | 0.1471 | 0 | 0 | 0 | [7 empty] | FALSE | 1 | 1 | TRUE
125 | CHIC41-CHIC11 (Transformer) |  | 241 | 607 | 253 | 400 | 132 | 8.4008 | 0.1471 | 0 | 0 | 0 | [7 empty] | FALSE | 1 | 1 | TRUE
126 | CHSI21-CHSI11 (Transformer) |  | 419 | 742 | 255 | 275 | 132 | 7.9774 | 0.167 | 0 | 0 | 0 | [7 empty] | FALSE | 1 | 1 | TRUE
127 | CHSI21-CHSI11 (Transformer) |  | 419 | 742 | 249 | 275 | 132 | 8.6331 | 0.1411 | 0 | 0 | 0 | [7 empty] | FALSE | 1 | 1 | TRUE
128 | CHSI21-CHSI1A (Transformer) |  | 419 | 573 | 153 | 275 | 132 | 12.2479 | 0.2264 | 0 | 0 | 0 | [7 empty] | FALSE | 1 | 1 | TRUE
129 | CHSI21-CHSI1B (Transformer) |  | 419 | 642 | 126 | 275 | 132 | 12.2479 | 0.2264 | 0 | 0 | 0 | [7 empty] | FALSE | 1 | 1 | TRUE
130 | CILF41-CILF2A (Transformer) |  | 137 | 430 | 750 | 400 | 275 | 5 | 0.017 | 0 | 0 | 0 | [7 empty] | FALSE | 1 | 1 | TRUE
131 | CILF41-CILF2B (Transformer) |  | 137 | 390 | 750 | 400 | 275 | 5 | 0.017 | 0 | 0 | 0 | [7 empty] | FALSE | 1 | 1 | TRUE
132 | CITR41-CITR11 (Transformer) |  | 43 | 553 | 278 | 400 | 132 | 8.1976 | 0.1373 | 0 | 0 | 0 | [7 empty] | FALSE | 1 | 1 | TRUE
133 | CITR41-CITR11 (Transformer) |  | 43 | 553 | 269 | 400 | 132 | 8.3873 | 0.1229 | 0 | 0 | 0 | [7 empty] | FALSE | 1 | 1 | TRUE
134 | CITR41-CITR12 (Transformer) |  | 43 | 571 | 266 | 400 | 132 | 8.0088 | 0.0997 | 0 | 0 | 0 | [7 empty] | FALSE | 1 | 1 | TRUE
135 | CONQ41-CONQ11 (Transformer) |  | 113 | 760 | 261 | 400 | 132 | 7.8701 | 0.1044 | 0 | 0 | 0 | [7 empty] | FALSE | 1 | 1 | TRUE
136 | CONQ41-CONQ11 (Transformer) |  | 113 | 760 | 259 | 400 | 132 | 7.8606 | 0.1036 | 0 | 0 | 0 | [7 empty] | FALSE | 1 | 1 | TRUE
137 | CONQ41-CONQ12 (Transformer) |  | 113 | 588 | 240 | 400 | 132 | 7.8806 | 0.1045 | 0 | 0 | 0 | [7 empty] | FALSE | 1 | 1 | TRUE
138 | CONQ41-CONQ13 (Transformer) |  | 113 | 723 | 240 | 400 | 132 | 7.9352 | 0.1057 | 0 | 0 | 0 | [7 empty] | FALSE | 1 | 1 | TRUE
139 | COVE21-COVE11 (Transformer) |  | 413 | 694 | 273 | 275 | 132 | 8.097 | 0.1623 | 0 | 0 | 0 | [7 empty] | FALSE | 1 | 1 | TRUE
140 | COVE21-COVE11 (Transformer) |  | 413 | 694 | 272 | 275 | 132 | 8.097 | 0.1623 | 0 | 0 | 0 | [7 empty] | FALSE | 1 | 1 | TRUE
141 | COVE21-COVE12 (Transformer) |  | 413 | 666 | 266 | 275 | 132 | 8.097 | 0.1623 | 0 | 0 | 0 | [7 empty] | FALSE | 1 | 1 | TRUE
142 | COWL41-COWL11 (Transformer) |  | 207 | 538 | 278 | 400 | 132 | 7.9515 | 0.1307 | 0 | 0 | 0 | [7 empty] | FALSE | 1 | 1 | TRUE
143 | COWL41-COWL11 (Transformer) |  | 207 | 538 | 269 | 400 | 132 | 8.1296 | 0.1847 | 0 | 0 | 0 | [7 empty] | FALSE | 1 | 1 | TRUE
144 | COWL41-COWL11 (Transformer) |  | 207 | 538 | 269 | 400 | 132 | 8.1296 | 0.1847 | 0 | 0 | 0 | [7 empty] | FALSE | 1 | 1 | TRUE
145 | COWL41-COWL12 (Transformer) |  | 207 | 738 | 269 | 400 | 132 | 8.1296 | 0.1847 | 0 | 0 | 0 | [7 empty] | FALSE | 1 | 1 | TRUE
146 | COWL41-COWL12 (Transformer) |  | 207 | 738 | 269 | 400 | 132 | 8.1296 | 0.1847 | 0 | 0 | 0 | [7 empty] | FALSE | 1 | 1 | TRUE
147 | CREB41-CREB11 (Transformer) |  | 53 | 784 | 253 | 400 | 132 | 8.0984 | 0.1621 | 0 | 0 | 0 | [7 empty] | FALSE | 1 | 1 | TRUE
148 | CREB41-CREB11 (Transformer) |  | 53 | 784 | 240 | 400 | 132 | 8.0984 | 0.1621 | 0 | 0 | 0 | [7 empty] | FALSE | 1 | 1 | TRUE
149 | CREB41-CREB12 (Transformer) |  | 53 | 677 | 253 | 400 | 132 | 8.0984 | 0.1621 | 0 | 0 | 0 | [7 empty] | FALSE | 1 | 1 | TRUE
150 | CREB41-CREB12 (Transformer) |  | 53 | 677 | 253 | 400 | 132 | 8.0984 | 0.1621 | 0 | 0 | 0 | [7 empty] | FALSE | 1 | 1 | TRUE
151 | CREB41-CREB21 (Transformer) |  | 53 | 449 | 750 | 400 | 275 | 5 | 0.0176 | 0 | 0 | 0 | [7 empty] | FALSE | 1 | 1 | TRUE
152 | CREB41-CREB21 (Transformer) |  | 53 | 449 | 750 | 400 | 275 | 5 | 0.0176 | 0 | 0 | 0 | [7 empty] | FALSE | 1 | 1 | TRUE
153 | CREB41-CREB22 (Transformer) |  | 53 | 516 | 750 | 400 | 275 | 5 | 0.0176 | 0 | 0 | 0 | [7 empty] | FALSE | 1 | 1 | TRUE
154 | CREB41-CREB22 (Transformer) |  | 53 | 516 | 750 | 400 | 275 | 5 | 0.0176 | 0 | 0 | 0 | [7 empty] | FALSE | 1 | 1 | TRUE
155 | DIDC41-MILP31 (Transformer) |  | 157 | 828 | 150 | 400 | 33 | 15.2319 | 0.20873 | 0 | 0 | 0 | [7 empty] | FALSE | 1 | 1 | TRUE
156 | DIDC41-MILP31 (Transformer) |  | 157 | 828 | 150 | 400 | 33 | 15.2986 | 0.20993 | 0 | 0 | 0 | [7 empty] | FALSE | 1 | 1 | TRUE
157 | DRAK41-DRAK11 (Transformer) |  | 253 | 692 | 278 | 400 | 132 | 7.8698 | 0.1303 | 0 | 0 | 0 | [7 empty] | FALSE | 1 | 1 | TRUE
158 | DRAK41-DRAK11 (Transformer) |  | 253 | 692 | 240 | 400 | 132 | 7.881 | 0.1044 | 0 | 0 | 0 | [7 empty] | FALSE | 1 | 1 | TRUE
159 | DRAK41-DRAK21 (Transformer) |  | 253 | 441 | 849 | 400 | 275 | 5 | 0.0178 | 0 | 0 | 0 | [7 empty] | FALSE | 1 | 1 | TRUE
160 | DRAX41-DRAX11 (Transformer) |  | 302 | 555 | 277 | 400 | 132 | 8.4025 | 0.1658 | 0 | 0 | 0 | [7 empty] | FALSE | 1 | 1 | TRUE
161 | DRAX41-DRAX11 (Transformer) |  | 302 | 555 | 274 | 400 | 132 | 8.4025 | 0.1658 | 0 | 0 | 0 | [7 empty] | FALSE | 1 | 1 | TRUE
162 | DRAX42-CAML61 (Transformer) |  | 150 | 801 | 180 | 400 | 66 | 14.1082 | 0.2216 | 0 | 0 | 0 | [7 empty] | FALSE | 1 | 1 | TRUE
163 | DRAX42-CAML61 (Transformer) |  | 150 | 801 | 180 | 400 | 66 | 14.1082 | 0.2216 | 0 | 0 | 0 | [7 empty] | FALSE | 1 | 1 | TRUE
164 | DUNG41-DUNG21 (Transformer) |  | 16 | 415 | 750 | 400 | 275 | 5 | 0.017 | 0 | 0 | 0 | [7 empty] | FALSE | 1 | 1 | TRUE
165 | DUNG41-DUNG21 (Transformer) |  | 16 | 415 | 750 | 400 | 275 | 5 | 0.017 | 0 | 0 | 0 | [7 empty] | FALSE | 1 | 1 | TRUE
166 | EALI21-EALI61 (Transformer) |  | 452 | 793 | 134 | 275 | 66 | 11.0235 | 0.3062 | 0 | 0 | 0 | [7 empty] | FALSE | 1 | 1 | TRUE
167 | EALI21-EALI61 (Transformer) |  | 452 | 793 | 134 | 275 | 66 | 11.0235 | 0.3062 | 0 | 0 | 0 | [7 empty] | FALSE | 1 | 1 | TRUE
168 | EALI21-EALI61 (Transformer) |  | 452 | 793 | 126 | 275 | 66 | 11.0235 | 0.3062 | 0 | 0 | 0 | [7 empty] | FALSE | 1 | 1 | TRUE
169 | EALI21-EALI61 (Transformer) |  | 452 | 793 | 126 | 275 | 66 | 11.0235 | 0.3062 | 0 | 0 | 0 | [7 empty] | FALSE | 1 | 1 | TRUE
170 | EASO41-EASO12 (Transformer) |  | 37 | 566 | 263 | 400 | 132 | 7.9231 | 0.103 | 0 | 0 | 0 | [7 empty] | FALSE | 1 | 1 | TRUE
171 | EASO41-LITB11 (Transformer) |  | 37 | 711 | 240 | 400 | 132 | 7.841 | 0.1018 | 0 | 0 | 0 | [7 empty] | FALSE | 1 | 1 | TRUE
172 | EASO4A-EASO11 (Transformer) |  | 106 | 758 | 263 | 400 | 132 | 7.9231 | 0.103 | 0 | 0 | 0 | [7 empty] | FALSE | 1 | 1 | TRUE
173 | ECLA41-ECLA11 (Transformer) |  | 291 | 675 | 264 | 400 | 132 | 8.6648 | 0.1175 | 0 | 0 | 0 | [7 empty] | FALSE | 1 | 1 | TRUE
174 | ECLA41-ECLA11 (Transformer) |  | 291 | 675 | 263 | 400 | 132 | 8.6648 | 0.1175 | 0 | 0 | 0 | [7 empty] | FALSE | 1 | 1 | TRUE
175 | ECLA41-ECLA12 (Transformer) |  | 291 | 629 | 278 | 400 | 132 | 8.1036 | 0.1139 | 0 | 0 | 0 | [7 empty] | FALSE | 1 | 1 | TRUE
176 | ECLA41-ECLA12 (Transformer) |  | 291 | 629 | 264 | 400 | 132 | 8.0088 | 0.0997 | 0 | 0 | 0 | [7 empty] | FALSE | 1 | 1 | TRUE
177 | ELLA21-ELLA11 (Transformer) |  | 454 | 709 | 272 | 275 | 132 | 8.0467 | 0.1221 | 0 | 0 | 0 | [7 empty] | FALSE | 1 | 1 | TRUE
178 | ELLA21-ELLA11 (Transformer) |  | 454 | 709 | 198 | 275 | 132 | 8.3396 | 0.1681 | 0 | 0 | 0 | [7 empty] | FALSE | 1 | 1 | TRUE
179 | ELLA21-ELLA12 (Transformer) |  | 454 | 747 | 279 | 275 | 132 | 8.0467 | 0.1221 | 0 | 0 | 0 | [7 empty] | FALSE | 1 | 1 | TRUE
180 | ELLA21-ELLA12 (Transformer) |  | 454 | 747 | 211 | 275 | 132 | 8.4551 | 0.1722 | 0 | 0 | 0 | [7 empty] | FALSE | 1 | 1 | TRUE
181 | ELST21-ELST12 (Transformer) |  | 352 | 774 | 240 | 275 | 132 | 8.0467 | 0.1221 | 0 | 0 | 0 | [7 empty] | FALSE | 1 | 1 | TRUE
182 | ELST21-ELST13 (Transformer) |  | 352 | 565 | 189 | 275 | 132 | 8.1167 | 0.1985 | 0 | 0 | 0 | [7 empty] | FALSE | 1 | 1 | TRUE
183 | ELST21-ELST13 (Transformer) |  | 352 | 565 | 180 | 275 | 132 | 8.0796 | 0.1954 | 0 | 0 | 0 | [7 empty] | FALSE | 1 | 1 | TRUE
184 | ELST22-ELST11 (Transformer) |  | 359 | 558 | 212 | 275 | 132 | 8.1045 | 0.1031 | 0 | 0 | 0 | [7 empty] | FALSE | 1 | 1 | TRUE
185 | ELST22-ELST11 (Transformer) |  | 359 | 558 | 187 | 275 | 132 | 8.081 | 0.1923 | 0 | 0 | 0 | [7 empty] | FALSE | 1 | 1 | TRUE
186 | ELST41-ELST12 (Transformer) |  | 163 | 774 | 240 | 400 | 132 | 7.8456 | 0.1039 | 0 | 0 | 0 | [7 empty] | FALSE | 1 | 1 | TRUE
187 | ELST41-ELST22 (Transformer) |  | 163 | 359 | 1100 | 400 | 275 | 5 | 0.0181 | 0 | 0 | 0 | [7 empty] | FALSE | 1 | 1 | TRUE
188 | ELST4B-ELST21 (Transformer) |  | 133 | 352 | 1137 | 400 | 275 | 5 | 0.0176 | 0 | 0 | 0 | [7 empty] | FALSE | 1 | 1 | TRUE
189 | ENDE41-ENDE11 (Transformer) |  | 221 | 617 | 278 | 400 | 132 | 7.8698 | 0.1303 | 0 | 0 | 0 | [7 empty] | FALSE | 1 | 1 | TRUE
190 | ENDE41-ENDE11 (Transformer) |  | 221 | 617 | 278 | 400 | 132 | 8.3874 | 0.1118 | 0 | 0 | 0 | [7 empty] | FALSE | 1 | 1 | TRUE
191 | ENDE41-ENDE11 (Transformer) |  | 221 | 617 | 274 | 400 | 132 | 8.4025 | 0.1658 | 0 | 0 | 0 | [7 empty] | FALSE | 1 | 1 | TRUE
192 | ENDE41-ENDE11 (Transformer) |  | 221 | 617 | 273 | 400 | 132 | 8.4025 | 0.1658 | 0 | 0 | 0 | [7 empty] | FALSE | 1 | 1 | TRUE
193 | EXET41-EXET11 (Transformer) |  | 92 | 755 | 278 | 400 | 132 | 7.9515 | 0.1307 | 0 | 0 | 0 | [7 empty] | FALSE | 1 | 1 | TRUE
194 | EXET41-EXET11 (Transformer) |  | 92 | 755 | 278 | 400 | 132 | 8.2849 | 0.1509 | 0 | 0 | 0 | [7 empty] | FALSE | 1 | 1 | TRUE
195 | EXET41-EXET11 (Transformer) |  | 92 | 755 | 269 | 400 | 132 | 8.2849 | 0.1509 | 0 | 0 | 0 | [7 empty] | FALSE | 1 | 1 | TRUE
196 | FAWL41-FAWL11 (Transformer) |  | 77 | 680 | 268 | 400 | 132 | 7.9231 | 0.1509 | 0 | 0 | 0 | [7 empty] | FALSE | 1 | 1 | TRUE
197 | FAWL41-FAWL11 (Transformer) |  | 77 | 680 | 268 | 400 | 132 | 7.9231 | 0.1509 | 0 | 0 | 0 | [7 empty] | FALSE | 1 | 1 | TRUE
198 | FAWL41-FAWL11 (Transformer) |  | 77 | 680 | 268 | 400 | 132 | 7.9231 | 0.1509 | 0 | 0 | 0 | [7 empty] | FALSE | 1 | 1 | TRUE
199 | FECK21-FECK61 (Transformer) |  | 522 | 810 | 139 | 275 | 66 | 15.7855 | 0.3142 | 0 | 0 | 0 | [7 empty] | FALSE | 1 | 1 | TRUE
200 | FECK41-FECK21 (Transformer) |  | 198 | 522 | 1100 | 400 | 275 | 5 | 0.0151 | 0 | 0 | 0 | [7 empty] | FALSE | 1 | 1 | TRUE
201 | FECK41-FECK61 (Transformer) |  | 198 | 810 | 199 | 400 | 66 | 14.0317 | 0.1832 | 0 | 0 | 0 | [7 empty] | FALSE | 1 | 1 | TRUE
202 | FECK41-FECK61 (Transformer) |  | 198 | 810 | 194 | 400 | 66 | 13.8218 | 0.1867 | 0 | 0 | 0 | [7 empty] | FALSE | 1 | 1 | TRUE
203 | FECK41-FECK61 (Transformer) |  | 198 | 810 | 194 | 400 | 66 | 13.8218 | 0.1867 | 0 | 0 | 0 | [7 empty] | FALSE | 1 | 1 | TRUE
204 | FERR21-FERR11 (Transformer) |  | 468 | 562 | 278 | 275 | 132 | 8.673 | 0.1147 | 0 | 0 | 0 | [7 empty] | FALSE | 1 | 1 | TRUE
205 | FERR21-FERR61 (Transformer) |  | 468 | 799 | 204 | 275 | 66 | 10.8633 | 0.237 | 0 | 0 | 0 | [7 empty] | FALSE | 1 | 1 | TRUE
206 | FERR23-FERR11 (Transformer) |  | 453 | 562 | 278 | 275 | 132 | 8.673 | 0.1147 | 0 | 0 | 0 | [7 empty] | FALSE | 1 | 1 | TRUE
207 | FERR23-FERR61 (Transformer) |  | 453 | 799 | 180 | 275 | 66 | 10.8633 | 0.237 | 0 | 0 | 0 | [7 empty] | FALSE | 1 | 1 | TRUE
208 | FERR2A-FERR11 (Transformer) |  | 489 | 562 | 278 | 275 | 132 | 8.7537 | 0.0918 | 0 | 0 | 0 | [7 empty] | FALSE | 1 | 1 | TRUE
209 | FERR4A-FERR22 (Transformer) |  | 136 | 491 | 1100 | 400 | 275 | 5 | 0.0133 | 0 | 0 | 0 | [7 empty] | FALSE | 1 | 1 | TRUE
210 | FERR4A-FERR23 (Transformer) |  | 136 | 453 | 1113 | 400 | 275 | 5 | 0.0186 | 0 | 0 | 0 | [7 empty] | FALSE | 1 | 1 | TRUE
211 | FIDF21-FIDF11 (Transformer) |  | 387 | 542 | 271 | 275 | 132 | 8.4361 | 0.1392 | 0 | 0 | 0 | [7 empty] | FALSE | 1 | 1 | TRUE
212 | FIDF21-FIDF12 (Transformer) |  | 387 | 649 | 261 | 275 | 132 | 8.6081 | 0.1594 | 0 | 0 | 0 | [7 empty] | FALSE | 1 | 1 | TRUE
213 | FLEE41-FLEE11 (Transformer) |  | 105 | 589 | 279 | 400 | 132 | 8.3736 | 0.1557 | 0 | 0 | 0 | [7 empty] | FALSE | 1 | 1 | TRUE
214 | FLEE41-FLEE11 (Transformer) |  | 105 | 589 | 240 | 400 | 132 | 8.5406 | 0.1368 | 0 | 0 | 0 | [7 empty] | FALSE | 1 | 1 | TRUE
215 | FLEE41-FLEE11 (Transformer) |  | 105 | 589 | 240 | 400 | 132 | 8.0197 | 0.1372 | 0 | 0 | 0 | [7 empty] | FALSE | 1 | 1 | TRUE
216 | FLEE41-FLEE11 (Transformer) |  | 105 | 589 | 240 | 400 | 132 | 8.3736 | 0.1557 | 0 | 0 | 0 | [7 empty] | FALSE | 1 | 1 | TRUE
217 | FLEE41-FLEE12 (Transformer) |  | 105 | 576 | 300 | 400 | 132 | 8.3736 | 0.1557 | 0 | 0 | 0 | [7 empty] | FALSE | 1 | 1 | TRUE
218 | FLEE41-FLEE12 (Transformer) |  | 105 | 576 | 279 | 400 | 132 | 8.3736 | 0.1557 | 0 | 0 | 0 | [7 empty] | FALSE | 1 | 1 | TRUE
219 | FLEE41-FLEE12 (Transformer) |  | 105 | 576 | 279 | 400 | 132 | 8.3736 | 0.1557 | 0 | 0 | 0 | [7 empty] | FALSE | 1 | 1 | TRUE
220 | FOUR21-FOUR31 (Transformer) |  | 448 | 838 | 100 | 275 | 33 | 19.9977 | 0.306 | 0 | 0 | 0 | [7 empty] | FALSE | 1 | 1 | TRUE
221 | FROD21-FROD11 (Transformer) |  | 399 | 716 | 211 | 275 | 132 | 8.5256 | 0.1927 | 0 | 0 | 0 | [7 empty] | FALSE | 1 | 1 | TRUE
222 | FROD22-FROD11 (Transformer) |  | 381 | 716 | 269 | 275 | 132 | 8.4361 | 0.1392 | 0 | 0 | 0 | [7 empty] | FALSE | 1 | 1 | TRUE
223 | FROD41-FROD11 (Transformer) |  | 226 | 716 | 499 | 400 | 132 | 5 | 0.054 | 0 | 0 | 0 | [7 empty] | FALSE | 1 | 1 | TRUE
224 | FROD41-FROD21 (Transformer) |  | 226 | 399 | 1000 | 400 | 275 | 5 | 0.0176 | 0 | 0 | 0 | [7 empty] | FALSE | 1 | 1 | TRUE
225 | FROD41-FROD22 (Transformer) |  | 226 | 381 | 1063 | 400 | 275 | 5 | 0.0132 | 0 | 0 | 0 | [7 empty] | FALSE | 1 | 1 | TRUE
226 | FROD41-WEAV71 (Transformer) |  | 226 | 846 | 80 | 400 | 25 | 5 | 0.0032 | 0 | 0 | 0 | [7 empty] | FALSE | 1 | 1 | TRUE
227 | FROD41-WEAV71 (Transformer) |  | 226 | 846 | 80 | 400 | 25 | 5 | 0.0032 | 0 | 0 | 0 | [7 empty] | FALSE | 1 | 1 | TRUE
228 | GRAI41-GRAI11 (Transformer) |  | 235 | 634 | 263 | 400 | 132 | 7.9515 | 0.1307 | 0 | 0 | 0 | [7 empty] | FALSE | 1 | 1 | TRUE
229 | GRAI41-GRAI11 (Transformer) |  | 235 | 634 | 263 | 400 | 132 | 7.9515 | 0.1307 | 0 | 0 | 0 | [7 empty] | FALSE | 1 | 1 | TRUE
230 | GREN41-GREN11 (Transformer) |  | 322 | 750 | 279 | 400 | 132 | 8.3736 | 0.1557 | 0 | 0 | 0 | [7 empty] | FALSE | 1 | 1 | TRUE
231 | GREN41-GREN11 (Transformer) |  | 322 | 750 | 278 | 400 | 132 | 7.9156 | 0.1312 | 0 | 0 | 0 | [7 empty] | FALSE | 1 | 1 | TRUE
232 | GREN41-GREN11 (Transformer) |  | 322 | 750 | 278 | 400 | 132 | 8.3736 | 0.1557 | 0 | 0 | 0 | [7 empty] | FALSE | 1 | 1 | TRUE
233 | GREN41-GREN12 (Transformer) |  | 322 | 720 | 279 | 400 | 132 | 8.3736 | 0.1557 | 0 | 0 | 0 | [7 empty] | FALSE | 1 | 1 | TRUE
234 | GREN41-GREN12 (Transformer) |  | 322 | 720 | 240 | 400 | 132 | 7.8472 | 0.1035 | 0 | 0 | 0 | [7 empty] | FALSE | 1 | 1 | TRUE
235 | GRIW41-GRIW11 (Transformer) |  | 197 | 710 | 273 | 400 | 132 | 8.4025 | 0.1658 | 0 | 0 | 0 | [7 empty] | FALSE | 1 | 1 | TRUE
236 | GRIW41-GRIW12 (Transformer) |  | 197 | 707 | 268 | 400 | 132 | 8.4025 | 0.1658 | 0 | 0 | 0 | [7 empty] | FALSE | 1 | 1 | TRUE
237 | HACK2A-HACK61 (Transformer) |  | 422 | 802 | 191 | 275 | 66 | 13.3304 | 0.2793 | 0 | 0 | 0 | [7 empty] | FALSE | 1 | 1 | TRUE
238 | HACK2B-HACK61 (Transformer) |  | 515 | 802 | 191 | 275 | 66 | 13.3304 | 0.2793 | 0 | 0 | 0 | [7 empty] | FALSE | 1 | 1 | TRUE
239 | HACK41-HACK11 (Transformer) |  | 161 | 633 | 278 | 400 | 132 | 7.8698 | 0.1303 | 0 | 0 | 0 | [7 empty] | FALSE | 1 | 1 | TRUE
240 | HACK41-HACK11 (Transformer) |  | 161 | 633 | 278 | 400 | 132 | 7.8698 | 0.1303 | 0 | 0 | 0 | [7 empty] | FALSE | 1 | 1 | TRUE
241 | HACK41-HACK11 (Transformer) |  | 161 | 633 | 278 | 400 | 132 | 7.8698 | 0.1303 | 0 | 0 | 0 | [7 empty] | FALSE | 1 | 1 | TRUE
242 | HACK41-HACK2A (Transformer) |  | 161 | 422 | 1210 | 400 | 275 | 5 | 0.0182 | 0 | 0 | 0 | [7 empty] | FALSE | 1 | 1 | TRUE
243 | HACK41-HACK2B (Transformer) |  | 161 | 515 | 1210 | 400 | 275 | 5 | 0.0182 | 0 | 0 | 0 | [7 empty] | FALSE | 1 | 1 | TRUE
244 | HAMH41-HAMH2A (Transformer) |  | 269 | 347 | 1147 | 400 | 275 | 5 | 0.0175 | 0 | 0 | 0 | [7 empty] | FALSE | 1 | 1 | TRUE
245 | HAMH41-LEMR11 (Transformer) |  | 269 | 734 | 278 | 400 | 132 | 8.5335 | 0.1094 | 0 | 0 | 0 | [7 empty] | FALSE | 1 | 1 | TRUE
246 | HAMH41-LEMR11 (Transformer) |  | 269 | 734 | 263 | 400 | 132 | 8.3874 | 0.1118 | 0 | 0 | 0 | [7 empty] | FALSE | 1 | 1 | TRUE
247 | HAMH41-LEMR11 (Transformer) |  | 269 | 734 | 263 | 400 | 132 | 8.3874 | 0.1118 | 0 | 0 | 0 | [7 empty] | FALSE | 1 | 1 | TRUE
248 | HAMH41-LEMR11 (Transformer) |  | 269 | 734 | 263 | 400 | 132 | 8.5335 | 0.1094 | 0 | 0 | 0 | [7 empty] | FALSE | 1 | 1 | TRUE
249 | HARM21-HARM61 (Transformer) |  | 473 | 792 | 127 | 275 | 66 | 16.7215 | 0.3726 | 0 | 0 | 0 | [7 empty] | FALSE | 1 | 1 | TRUE
250 | HARM21-HARM61 (Transformer) |  | 473 | 792 | 127 | 275 | 66 | 16.7215 | 0.3726 | 0 | 0 | 0 | [7 empty] | FALSE | 1 | 1 | TRUE
251 | HAWP21-HAWP61 (Transformer) |  | 475 | 797 | 192 | 275 | 66 | 13.3304 | 0.2793 | 0 | 0 | 0 | [7 empty] | FALSE | 1 | 1 | TRUE
252 | HAWP21-HAWP61 (Transformer) |  | 475 | 797 | 191 | 275 | 66 | 13.3304 | 0.2793 | 0 | 0 | 0 | [7 empty] | FALSE | 1 | 1 | TRUE
253 | HAWP4A-HAWP21 (Transformer) |  | 110 | 475 | 1063 | 400 | 275 | 5 | 0.0132 | 0 | 0 | 0 | [7 empty] | FALSE | 1 | 1 | TRUE
254 | HEYS41-HEYS11 (Transformer) |  | 218 | 570 | 277 | 400 | 132 | 8.1963 | 0.122 | 0 | 0 | 0 | [7 empty] | FALSE | 1 | 1 | TRUE
255 | HEYS41-HEYS11 (Transformer) |  | 218 | 570 | 275 | 400 | 132 | 8.4025 | 0.1658 | 0 | 0 | 0 | [7 empty] | FALSE | 1 | 1 | TRUE
256 | HEYS41-HEYS11 (Transformer) |  | 218 | 570 | 240 | 400 | 132 | 8.0197 | 0.1372 | 0 | 0 | 0 | [7 empty] | FALSE | 1 | 1 | TRUE
257 | HIBU41-ISLI11 (Transformer) |  | 82 | 718 | 240 | 400 | 132 | 8.4534 | 0.1264 | 0 | 0 | 0 | [7 empty] | FALSE | 1 | 1 | TRUE
258 | HIBU41-ISLI11 (Transformer) |  | 82 | 718 | 240 | 400 | 132 | 8.4534 | 0.1264 | 0 | 0 | 0 | [7 empty] | FALSE | 1 | 1 | TRUE
259 | HIBU41-ISLI11 (Transformer) |  | 82 | 718 | 240 | 400 | 132 | 8.4534 | 0.1264 | 0 | 0 | 0 | [7 empty] | FALSE | 1 | 1 | TRUE
260 | HIGM41-HIGM21 (Transformer) |  | 249 | 327 | 1044 | 400 | 275 | 5 | 0.0186 | 0 | 0 | 0 | [7 empty] | FALSE | 1 | 1 | TRUE
261 | HIGM41-HIGM4A (Transformer) |  | 249 | 13 | 2750 | 400 | 400 | 5 | 0.0002 | 0 | 0 | 0 | [7 empty] | FALSE | 1 | 1 | TRUE
262 | HINP41-HINP21 (Transformer) |  | 75 | 396 | 539 | 400 | 275 | 5 | 0.0363 | 0 | 0 | 0 | [7 empty] | FALSE | 1 | 1 | TRUE
263 | HINP41-HINP22 (Transformer) |  | 75 | 462 | 507 | 400 | 275 | 5 | 0.0376 | 0 | 0 | 0 | [7 empty] | FALSE | 1 | 1 | TRUE
264 | HUMR41-HUMR31 (Transformer) |  | 308 | 812 | 90 | 400 | 33 | 22.467 | 0.6667 | 0 | 0 | 0 | [7 empty] | FALSE | 1 | 1 | TRUE
265 | HUMR41-HUMR31 (Transformer) |  | 308 | 812 | 90 | 400 | 33 | 22.256 | 0.6667 | 0 | 0 | 0 | [7 empty] | FALSE | 1 | 1 | TRUE
266 | HURS21-HURS1B (Transformer) |  | 435 | 641 | 279 | 275 | 132 | 8.0467 | 0.1221 | 0 | 0 | 0 | [7 empty] | FALSE | 1 | 1 | TRUE
267 | HURS21-HURS1C (Transformer) |  | 435 | 639 | 279 | 275 | 132 | 8.1742 | 0.1382 | 0 | 0 | 0 | [7 empty] | FALSE | 1 | 1 | TRUE
268 | HURS21-HURS1D (Transformer) |  | 435 | 679 | 279 | 275 | 132 | 8.4361 | 0.1392 | 0 | 0 | 0 | [7 empty] | FALSE | 1 | 1 | TRUE
269 | HUTT41-HUTT11 (Transformer) |  | 215 | 730 | 265 | 400 | 132 | 8.0984 | 0.1621 | 0 | 0 | 0 | [7 empty] | FALSE | 1 | 1 | TRUE
270 | HUTT41-HUTT11 (Transformer) |  | 215 | 730 | 264 | 400 | 132 | 8.0984 | 0.1621 | 0 | 0 | 0 | [7 empty] | FALSE | 1 | 1 | TRUE
271 | HUTT41-HUTT71 (Transformer) |  | 215 | 847 | 80 | 400 | 25 | 5 | 0.0032 | 0 | 0 | 0 | [7 empty] | FALSE | 1 | 1 | TRUE
272 | HUTT41-HUTT71 (Transformer) |  | 215 | 847 | 80 | 400 | 25 | 5 | 0.0032 | 0 | 0 | 0 | [7 empty] | FALSE | 1 | 1 | TRUE
273 | IMPP41-IMPP31 (Transformer) |  | 147 | 819 | 143 | 400 | 33 | 15.019 | 0.2262 | 0 | 0 | 0 | [7 empty] | FALSE | 1 | 1 | TRUE
274 | IMPP41-IMPP31 (Transformer) |  | 147 | 819 | 143 | 400 | 33 | 15.019 | 0.2262 | 0 | 0 | 0 | [7 empty] | FALSE | 1 | 1 | TRUE
275 | INDQ41-INDQ11 (Transformer) |  | 175 | 702 | 278 | 400 | 132 | 8.4532 | 0.1302 | 0 | 0 | 0 | [7 empty] | FALSE | 1 | 1 | TRUE
276 | INDQ41-INDQ11 (Transformer) |  | 175 | 702 | 278 | 400 | 132 | 7.8698 | 0.1303 | 0 | 0 | 0 | [7 empty] | FALSE | 1 | 1 | TRUE
277 | INDQ41-INDQ11 (Transformer) |  | 175 | 702 | 256 | 400 | 132 | 8.0061 | 0.1278 | 0 | 0 | 0 | [7 empty] | FALSE | 1 | 1 | TRUE
278 | INDQ41-INDQ11 (Transformer) |  | 175 | 702 | 254 | 400 | 132 | 8.4008 | 0.1471 | 0 | 0 | 0 | [7 empty] | FALSE | 1 | 1 | TRUE
279 | IROA21-IROA11 (Transformer) |  | 493 | 614 | 279 | 275 | 132 | 8.0467 | 0.1221 | 0 | 0 | 0 | [7 empty] | FALSE | 1 | 1 | TRUE
280 | IROA21-IROA11 (Transformer) |  | 493 | 614 | 279 | 275 | 132 | 8.0648 | 0.1366 | 0 | 0 | 0 | [7 empty] | FALSE | 1 | 1 | TRUE
281 | IROA21-IROA12 (Transformer) |  | 493 | 748 | 217 | 275 | 132 | 8.0652 | 0.1053 | 0 | 0 | 0 | [7 empty] | FALSE | 1 | 1 | TRUE
282 | IROA21-IROA12 (Transformer) |  | 493 | 748 | 210 | 275 | 132 | 7.8148 | 0.1685 | 0 | 0 | 0 | [7 empty] | FALSE | 1 | 1 | TRUE
283 | IROA21-IROA13 (Transformer) |  | 493 | 549 | 250 | 275 | 132 | 8.6449 | 0.1266 | 0 | 0 | 0 | [7 empty] | FALSE | 1 | 1 | TRUE
284 | IROA21-IROA13 (Transformer) |  | 493 | 549 | 210 | 275 | 132 | 7.8148 | 0.1685 | 0 | 0 | 0 | [7 empty] | FALSE | 1 | 1 | TRUE
285 | IRON41-IRON11 (Transformer) |  | 159 | 674 | 278 | 400 | 132 | 8.3736 | 0.1557 | 0 | 0 | 0 | [7 empty] | FALSE | 1 | 1 | TRUE
286 | IRON41-IRON12 (Transformer) |  | 159 | 751 | 277 | 400 | 132 | 8.3736 | 0.1557 | 0 | 0 | 0 | [7 empty] | FALSE | 1 | 1 | TRUE
287 | IRON41-IRON13 (Transformer) |  | 159 | 744 | 278 | 400 | 132 | 8.0197 | 0.1372 | 0 | 0 | 0 | [7 empty] | FALSE | 1 | 1 | TRUE
288 | IVER21-IVER11 (Transformer) |  | 407 | 753 | 279 | 275 | 132 | 8.0648 | 0.1366 | 0 | 0 | 0 | [7 empty] | FALSE | 1 | 1 | TRUE
289 | IVER21-IVER11 (Transformer) |  | 407 | 753 | 279 | 275 | 132 | 8.0467 | 0.1221 | 0 | 0 | 0 | [7 empty] | FALSE | 1 | 1 | TRUE
290 | IVER21-IVER11 (Transformer) |  | 407 | 753 | 265 | 275 | 132 | 8.0648 | 0.1366 | 0 | 0 | 0 | [7 empty] | FALSE | 1 | 1 | TRUE
291 | IVER21-IVER61 (Transformer) |  | 407 | 795 | 153 | 275 | 66 | 11.1999 | 0.2856 | 0 | 0 | 0 | [7 empty] | FALSE | 1 | 1 | TRUE
292 | IVER21-IVER61 (Transformer) |  | 407 | 795 | 125 | 275 | 66 | 16.4953 | 0.3931 | 0 | 0 | 0 | [7 empty] | FALSE | 1 | 1 | TRUE
293 | IVER21-IVER61 (Transformer) |  | 407 | 795 | 125 | 275 | 66 | 16.4953 | 0.3931 | 0 | 0 | 0 | [7 empty] | FALSE | 1 | 1 | TRUE
294 | IVER22-IVER11 (Transformer) |  | 490 | 753 | 279 | 275 | 132 | 8.0648 | 0.1366 | 0 | 0 | 0 | [7 empty] | FALSE | 1 | 1 | TRUE
295 | IVER22-IVER61 (Transformer) |  | 490 | 795 | 153 | 275 | 66 | 11.1999 | 0.2856 | 0 | 0 | 0 | [7 empty] | FALSE | 1 | 1 | TRUE
296 | IVER4A-IVER21 (Transformer) |  | 69 | 407 | 1135 | 400 | 275 | 5 | 0.0176 | 0 | 0 | 0 | [7 empty] | FALSE | 1 | 1 | TRUE
297 | IVER4B-IVER21 (Transformer) |  | 29 | 407 | 500 | 400 | 275 | 5 | 0.0326 | 0 | 0 | 0 | [7 empty] | FALSE | 1 | 1 | TRUE
298 | IVER4B-IVER2A (Transformer) |  | 29 | 349 | 841 | 400 | 275 | 5 | 0.0132 | 0 | 0 | 0 | [7 empty] | FALSE | 1 | 1 | TRUE
299 | JORD21-JORD31 (Transformer) |  | 529 | 823 | 110 | 275 | 33 | 20.7915 | 0.593 | 0 | 0 | 0 | [7 empty] | FALSE | 1 | 1 | TRUE
300 | JORD21-JORD31 (Transformer) |  | 529 | 823 | 110 | 275 | 33 | 20.7915 | 0.593 | 0 | 0 | 0 | [7 empty] | FALSE | 1 | 1 | TRUE
301 | KEAD41-KEAD11 (Transformer) |  | 131 | 648 | 256 | 400 | 132 | 8.0984 | 0.1621 | 0 | 0 | 0 | [7 empty] | FALSE | 1 | 1 | TRUE
302 | KEAD41-KEAD11 (Transformer) |  | 131 | 648 | 240 | 400 | 132 | 8.4532 | 0.1302 | 0 | 0 | 0 | [7 empty] | FALSE | 1 | 1 | TRUE
303 | KEAD42-KEAD11 (Transformer) |  | 155 | 648 | 278 | 400 | 132 | 8.3874 | 0.1118 | 0 | 0 | 0 | [7 empty] | FALSE | 1 | 1 | TRUE
304 | KEAD4C-KEAD41 (Transformer) |  | 279 | 131 | 2750 | 400 | 400 | 5 | 0.0002 | 0 | 0 | 0 | [7 empty] | FALSE | 1 | 1 | TRUE
305 | KEAD4D-KEAD41 (Transformer) |  | 265 | 131 | 2750 | 400 | 400 | 5 | 0.0002 | 0 | 0 | 0 | [7 empty] | FALSE | 1 | 1 | TRUE
306 | KEAR21-KEAR11 (Transformer) |  | 368 | 540 | 278 | 275 | 132 | 8.6449 | 0.1266 | 0 | 0 | 0 | [7 empty] | FALSE | 1 | 1 | TRUE
307 | KEAR21-KEAR11 (Transformer) |  | 368 | 540 | 278 | 275 | 132 | 8.6449 | 0.1266 | 0 | 0 | 0 | [7 empty] | FALSE | 1 | 1 | TRUE
308 | KEAR21-KEAR11 (Transformer) |  | 368 | 540 | 278 | 275 | 132 | 8.6449 | 0.1266 | 0 | 0 | 0 | [7 empty] | FALSE | 1 | 1 | TRUE
309 | KEAR21-KEAR11 (Transformer) |  | 368 | 540 | 257 | 275 | 132 | 8.1035 | 0.1041 | 0 | 0 | 0 | [7 empty] | FALSE | 1 | 1 | TRUE
310 | KEAR21-KEAR31 (Transformer) |  | 368 | 816 | 96 | 275 | 33 | 24.6692 | 0.4848 | 0 | 0 | 0 | [7 empty] | FALSE | 1 | 1 | TRUE
311 | KEAR21-KEAR31 (Transformer) |  | 368 | 816 | 96 | 275 | 33 | 24.6692 | 0.4848 | 0 | 0 | 0 | [7 empty] | FALSE | 1 | 1 | TRUE
312 | KEAR41-KEAR21 (Transformer) |  | 72 | 368 | 1098 | 400 | 275 | 5 | 0.0117 | 0 | 0 | 0 | [7 empty] | FALSE | 1 | 1 | TRUE
313 | KEAR41-KEAR21 (Transformer) |  | 72 | 368 | 1000 | 400 | 275 | 5 | 0.0175 | 0 | 0 | 0 | [7 empty] | FALSE | 1 | 1 | TRUE
314 | KEMS41-KEMS11 (Transformer) |  | 135 | 706 | 268 | 400 | 132 | 8.426 | 0.1658 | 0 | 0 | 0 | [7 empty] | FALSE | 1 | 1 | TRUE
315 | KEMS41-KEMS11 (Transformer) |  | 135 | 706 | 264 | 400 | 132 | 8.1036 | 0.1139 | 0 | 0 | 0 | [7 empty] | FALSE | 1 | 1 | TRUE
316 | KEMS41-KEMS4A (Transformer) |  | 135 | 288 | 2750 | 400 | 400 | 5 | 0.0071 | 0 | 0 | 0 | [7 empty] | FALSE | 1 | 1 | TRUE
317 | KEMS41-KEMS4B (Transformer) |  | 135 | 289 | 2750 | 400 | 400 | 5 | 0.0071 | 0 | 0 | 0 | [7 empty] | FALSE | 1 | 1 | TRUE
318 | KEMS41-SHEE11 (Transformer) |  | 135 | 768 | 236 | 400 | 132 | 8.0984 | 0.1621 | 0 | 0 | 0 | [7 empty] | FALSE | 1 | 1 | TRUE
319 | KIBY21-KIBY11 (Transformer) |  | 523 | 561 | 279 | 275 | 132 | 8.0467 | 0.1221 | 0 | 0 | 0 | [7 empty] | FALSE | 1 | 1 | TRUE
320 | KIBY21-KIBY11 (Transformer) |  | 523 | 561 | 279 | 275 | 132 | 8.0467 | 0.1221 | 0 | 0 | 0 | [7 empty] | FALSE | 1 | 1 | TRUE
321 | KIBY21-KIBY11 (Transformer) |  | 523 | 561 | 279 | 275 | 132 | 8.4361 | 0.1392 | 0 | 0 | 0 | [7 empty] | FALSE | 1 | 1 | TRUE
322 | KIBY21-KIBY11 (Transformer) |  | 523 | 561 | 261 | 275 | 132 | 8.6081 | 0.1594 | 0 | 0 | 0 | [7 empty] | FALSE | 1 | 1 | TRUE
323 | KIBY21-KIBY11 (Transformer) |  | 523 | 561 | 211 | 275 | 132 | 8.3396 | 0.1681 | 0 | 0 | 0 | [7 empty] | FALSE | 1 | 1 | TRUE
324 | KINO41-KINO11 (Transformer) |  | 21 | 594 | 278 | 400 | 132 | 7.8864 | 0.1301 | 0 | 0 | 0 | [7 empty] | FALSE | 1 | 1 | TRUE
325 | KINO41-KINO11 (Transformer) |  | 21 | 594 | 269 | 400 | 132 | 8.1226 | 0.1758 | 0 | 0 | 0 | [7 empty] | FALSE | 1 | 1 | TRUE
326 | KIRK21-KIRK11 (Transformer) |  | 437 | 763 | 279 | 275 | 132 | 8.0648 | 0.1366 | 0 | 0 | 0 | [7 empty] | FALSE | 1 | 1 | TRUE
327 | KIRK21-KIRK11 (Transformer) |  | 437 | 763 | 266 | 275 | 132 | 8.0988 | 0.1575 | 0 | 0 | 0 | [7 empty] | FALSE | 1 | 1 | TRUE
328 | KIRK21-KIRK11 (Transformer) |  | 437 | 763 | 264 | 275 | 132 | 8.673 | 0.1147 | 0 | 0 | 0 | [7 empty] | FALSE | 1 | 1 | TRUE
329 | KIRK21-KIRK2A (Transformer) |  | 437 | 406 | 760 | 275 | 275 | 5 | 0.002 | 0 | 0 | 0 | [7 empty] | FALSE | 1 | 1 | TRUE
330 | KITW21-KITW11 (Transformer) |  | 404 | 632 | 279 | 275 | 132 | 8.3316 | 0.1688 | 0 | 0 | 0 | [7 empty] | FALSE | 1 | 1 | TRUE
331 | KITW21-KITW11 (Transformer) |  | 404 | 632 | 279 | 275 | 132 | 8.3316 | 0.1688 | 0 | 0 | 0 | [7 empty] | FALSE | 1 | 1 | TRUE
332 | KITW21-KITW11 (Transformer) |  | 404 | 632 | 279 | 275 | 132 | 8.3316 | 0.1688 | 0 | 0 | 0 | [7 empty] | FALSE | 1 | 1 | TRUE
333 | KITW21-KITW11 (Transformer) |  | 404 | 632 | 279 | 275 | 132 | 8.3316 | 0.1688 | 0 | 0 | 0 | [7 empty] | FALSE | 1 | 1 | TRUE
334 | KNAR21-KNAR11 (Transformer) |  | 424 | 613 | 240 | 275 | 132 | 8.6238 | 0.1441 | 0 | 0 | 0 | [7 empty] | FALSE | 1 | 1 | TRUE
335 | KNAR21-KNAR11 (Transformer) |  | 424 | 613 | 240 | 275 | 132 | 8.6238 | 0.1441 | 0 | 0 | 0 | [7 empty] | FALSE | 1 | 1 | TRUE
336 | LACK21-GRTO61 (Transformer) |  | 447 | 805 | 133 | 275 | 66 | 16.5813 | 0.262 | 0 | 0 | 0 | [7 empty] | FALSE | 1 | 1 | TRUE
337 | LACK21-GRTO61 (Transformer) |  | 447 | 805 | 133 | 275 | 66 | 16.5813 | 0.262 | 0 | 0 | 0 | [7 empty] | FALSE | 1 | 1 | TRUE
338 | LACK21-LACK61 (Transformer) |  | 447 | 790 | 128 | 275 | 66 | 16.7215 | 0.3726 | 0 | 0 | 0 | [7 empty] | FALSE | 1 | 1 | TRUE
339 | LACK21-LACK61 (Transformer) |  | 447 | 790 | 126 | 275 | 66 | 16.5344 | 0.4736 | 0 | 0 | 0 | [7 empty] | FALSE | 1 | 1 | TRUE
340 | LACK21-LACK61 (Transformer) |  | 447 | 790 | 126 | 275 | 66 | 16.7215 | 0.3726 | 0 | 0 | 0 | [7 empty] | FALSE | 1 | 1 | TRUE
341 | LACK41-LACK21 (Transformer) |  | 286 | 447 | 1154 | 400 | 275 | 5 | 0.0174 | 0 | 0 | 0 | [7 empty] | FALSE | 1 | 1 | TRUE
342 | LACK41-LACK21 (Transformer) |  | 286 | 447 | 1100 | 400 | 275 | 5 | 0.0175 | 0 | 0 | 0 | [7 empty] | FALSE | 1 | 1 | TRUE
343 | LACK41-LACK2A (Transformer) |  | 286 | 338 | 1185 | 400 | 275 | 5 | 0.0152 | 0 | 0 | 0 | [7 empty] | FALSE | 1 | 1 | TRUE
344 | LACK41-LACK2B (Transformer) |  | 286 | 498 | 1210 | 400 | 275 | 5 | 0.0182 | 0 | 0 | 0 | [7 empty] | FALSE | 1 | 1 | TRUE
345 | LALE21-LALE11 (Transformer) |  | 458 | 636 | 278 | 275 | 132 | 8.6449 | 0.1266 | 0 | 0 | 0 | [7 empty] | FALSE | 1 | 1 | TRUE
346 | LALE21-LALE11 (Transformer) |  | 458 | 636 | 278 | 275 | 132 | 8.6449 | 0.1266 | 0 | 0 | 0 | [7 empty] | FALSE | 1 | 1 | TRUE
347 | LALE21-LALE11 (Transformer) |  | 458 | 636 | 201 | 275 | 132 | 8.0796 | 0.1954 | 0 | 0 | 0 | [7 empty] | FALSE | 1 | 1 | TRUE
348 | LALE21-LALE11 (Transformer) |  | 458 | 636 | 200 | 275 | 132 | 8.3446 | 0.196 | 0 | 0 | 0 | [7 empty] | FALSE | 1 | 1 | TRUE
349 | LAND41-LAND11 (Transformer) |  | 280 | 663 | 278 | 400 | 132 | 8.0197 | 0.1372 | 0 | 0 | 0 | [7 empty] | FALSE | 1 | 1 | TRUE
350 | LAND41-LAND11 (Transformer) |  | 280 | 663 | 278 | 400 | 132 | 7.4973 | 0.148 | 0 | 0 | 0 | [7 empty] | FALSE | 1 | 1 | TRUE
351 | LAND42-LAND11 (Transformer) |  | 56 | 663 | 263 | 400 | 132 | 7.9352 | 0.1057 | 0 | 0 | 0 | [7 empty] | FALSE | 1 | 1 | TRUE
352 | LEGA41-LEGA11 (Transformer) |  | 11 | 564 | 278 | 400 | 132 | 8.0197 | 0.1372 | 0 | 0 | 0 | [7 empty] | FALSE | 1 | 1 | TRUE
353 | LEGA41-LEGA11 (Transformer) |  | 11 | 564 | 278 | 400 | 132 | 8.0197 | 0.1372 | 0 | 0 | 0 | [7 empty] | FALSE | 1 | 1 | TRUE
354 | LEGA41-LEGA11 (Transformer) |  | 11 | 564 | 263 | 400 | 132 | 8.6648 | 0.1175 | 0 | 0 | 0 | [7 empty] | FALSE | 1 | 1 | TRUE
355 | LEGA41-LEGA11 (Transformer) |  | 11 | 564 | 240 | 400 | 132 | 7.8698 | 0.1303 | 0 | 0 | 0 | [7 empty] | FALSE | 1 | 1 | TRUE
356 | LEGA4A-LEGA41 (Transformer) |  | 186 | 11 | 2002 | 400 | 400 | 5 | 0.001 | 0 | 0 | 0 | [7 empty] | FALSE | 1 | 1 | TRUE
357 | LEGA4B-LEGA41 (Transformer) |  | 38 | 11 | 2002 | 400 | 400 | 5 | 0.001 | 0 | 0 | 0 | [7 empty] | FALSE | 1 | 1 | TRUE
358 | LEIS4A-LEIS11 (Transformer) |  | 95 | 606 | 272 | 400 | 132 | 7.8601 | 0.1057 | 0 | 0 | 0 | [7 empty] | FALSE | 1 | 1 | TRUE
359 | LISD21-LISD11 (Transformer) |  | 405 | 652 | 279 | 275 | 132 | 8.0467 | 0.1221 | 0 | 0 | 0 | [7 empty] | FALSE | 1 | 1 | TRUE
360 | LISD21-LISD11 (Transformer) |  | 405 | 652 | 266 | 275 | 132 | 8.6238 | 0.1441 | 0 | 0 | 0 | [7 empty] | FALSE | 1 | 1 | TRUE
361 | LISD21-LISD11 (Transformer) |  | 405 | 652 | 266 | 275 | 132 | 8.6238 | 0.1441 | 0 | 0 | 0 | [7 empty] | FALSE | 1 | 1 | TRUE
362 | LISD21-LISD11 (Transformer) |  | 405 | 652 | 262 | 275 | 132 | 8.6449 | 0.1266 | 0 | 0 | 0 | [7 empty] | FALSE | 1 | 1 | TRUE
363 | LITT41-LITT11 (Transformer) |  | 274 | 534 | 267 | 400 | 132 | 8.0088 | 0.0997 | 0 | 0 | 0 | [7 empty] | FALSE | 1 | 1 | TRUE
364 | LITT41-LITT11 (Transformer) |  | 274 | 534 | 253 | 400 | 132 | 8.0984 | 0.1621 | 0 | 0 | 0 | [7 empty] | FALSE | 1 | 1 | TRUE
365 | LITT41-LITT11 (Transformer) |  | 274 | 534 | 240 | 400 | 132 | 7.9231 | 0.103 | 0 | 0 | 0 | [7 empty] | FALSE | 1 | 1 | TRUE
366 | LITT41-LITT2A (Transformer) |  | 274 | 496 | 1028 | 400 | 275 | 5 | 0.014 | 0 | 0 | 0 | [7 empty] | FALSE | 1 | 1 | TRUE
367 | LITT41-LITT2B (Transformer) |  | 274 | 514 | 1028 | 400 | 275 | 5 | 0.014 | 0 | 0 | 0 | [7 empty] | FALSE | 1 | 1 | TRUE
368 | LOVE41-LOVE11 (Transformer) |  | 107 | 605 | 278 | 400 | 132 | 7.8698 | 0.1303 | 0 | 0 | 0 | [7 empty] | FALSE | 1 | 1 | TRUE
369 | LOVE41-LOVE11 (Transformer) |  | 107 | 605 | 240 | 400 | 132 | 7.831 | 0.1042 | 0 | 0 | 0 | [7 empty] | FALSE | 1 | 1 | TRUE
370 | LOVE41-LOVE12 (Transformer) |  | 107 | 622 | 274 | 400 | 132 | 8.1226 | 0.1758 | 0 | 0 | 0 | [7 empty] | FALSE | 1 | 1 | TRUE
371 | LOVE41-LOVE12 (Transformer) |  | 107 | 622 | 269 | 400 | 132 | 8.1296 | 0.1847 | 0 | 0 | 0 | [7 empty] | FALSE | 1 | 1 | TRUE
372 | MACC21-MACC31 (Transformer) |  | 445 | 815 | 113 | 275 | 33 | 24.5904 | 0.688 | 0 | 0 | 0 | [7 empty] | FALSE | 1 | 1 | TRUE
373 | MACC21-MACC31 (Transformer) |  | 445 | 815 | 113 | 275 | 33 | 24.5904 | 0.688 | 0 | 0 | 0 | [7 empty] | FALSE | 1 | 1 | TRUE
374 | MACC41-MACC21 (Transformer) |  | 204 | 445 | 884 | 400 | 275 | 5 | 0.018 | 0 | 0 | 0 | [7 empty] | FALSE | 1 | 1 | TRUE
375 | MAGA21-GRAN61 (Transformer) |  | 518 | 789 | 207 | 275 | 66 | 10.921 | 0.1642 | 0 | 0 | 0 | [7 empty] | FALSE | 1 | 1 | TRUE
376 | MAGA21-GRAN61 (Transformer) |  | 518 | 789 | 205 | 275 | 66 | 10.5541 | 0.1757 | 0 | 0 | 0 | [7 empty] | FALSE | 1 | 1 | TRUE
377 | MANN41-MANN11 (Transformer) |  | 273 | 595 | 279 | 400 | 132 | 7.9134 | 0.1759 | 0 | 0 | 0 | [7 empty] | FALSE | 1 | 1 | TRUE
378 | MANN41-MANN11 (Transformer) |  | 273 | 595 | 272 | 400 | 132 | 8.1226 | 0.1758 | 0 | 0 | 0 | [7 empty] | FALSE | 1 | 1 | TRUE
379 | MANN41-MANN11 (Transformer) |  | 273 | 595 | 272 | 400 | 132 | 8.1226 | 0.1758 | 0 | 0 | 0 | [7 empty] | FALSE | 1 | 1 | TRUE
380 | MANN41-MANN11 (Transformer) |  | 273 | 595 | 259 | 400 | 132 | 8.774 | 0.1326 | 0 | 0 | 0 | [7 empty] | FALSE | 1 | 1 | TRUE
381 | MANN41-MANN11 (Transformer) |  | 273 | 595 | 278 | 400 | 132 | 7.8698 | 0.1303 | 0 | 0 | 0 | [7 empty] | FALSE | 1 | 1 | TRUE
382 | MELK41-MELK11 (Transformer) |  | 184 | 615 | 278 | 400 | 132 | 8.3643 | 0.1184 | 0 | 0 | 0 | [7 empty] | FALSE | 1 | 1 | TRUE
383 | MELK41-MELK11 (Transformer) |  | 184 | 615 | 278 | 400 | 132 | 8.3643 | 0.1184 | 0 | 0 | 0 | [7 empty] | FALSE | 1 | 1 | TRUE
384 | MELK41-MELK11 (Transformer) |  | 184 | 615 | 278 | 400 | 132 | 8.3643 | 0.1184 | 0 | 0 | 0 | [7 empty] | FALSE | 1 | 1 | TRUE
385 | MELK41-MELK11 (Transformer) |  | 184 | 615 | 240 | 400 | 132 | 7.8535 | 0.1041 | 0 | 0 | 0 | [7 empty] | FALSE | 1 | 1 | TRUE
386 | MELK41-MELK2A (Transformer) |  | 184 | 530 | 750 | 400 | 275 | 5 | 0.017 | 0 | 0 | 0 | [7 empty] | FALSE | 1 | 1 | TRUE
387 | MELK41-MELK2B (Transformer) |  | 184 | 477 | 886 | 400 | 275 | 5 | 0 | 0 | 0 | 0 | [7 empty] | FALSE | 1 | 1 | TRUE
388 | MILH2A-MILH11 (Transformer) |  | 345 | 787 | 264 | 275 | 132 | 8.6449 | 0.1266 | 0 | 0 | 0 | [7 empty] | FALSE | 1 | 1 | TRUE
389 | MILH2A-MILH11 (Transformer) |  | 345 | 787 | 211 | 275 | 132 | 8.3648 | 0.179 | 0 | 0 | 0 | [7 empty] | FALSE | 1 | 1 | TRUE
390 | MILH2B-MILH12 (Transformer) |  | 365 | 654 | 199 | 275 | 132 | 8.3648 | 0.179 | 0 | 0 | 0 | [7 empty] | FALSE | 1 | 1 | TRUE
391 | MITY41-MITY11 (Transformer) |  | 158 | 580 | 263 | 400 | 132 | 8.1036 | 0.1139 | 0 | 0 | 0 | [7 empty] | FALSE | 1 | 1 | TRUE
392 | MITY41-MITY11 (Transformer) |  | 158 | 580 | 240 | 400 | 132 | 8.1963 | 0.122 | 0 | 0 | 0 | [7 empty] | FALSE | 1 | 1 | TRUE
393 | MITY41-MITY12 (Transformer) |  | 158 | 535 | 263 | 400 | 132 | 7.9352 | 0.1057 | 0 | 0 | 0 | [7 empty] | FALSE | 1 | 1 | TRUE
394 | MITY41-MITY12 (Transformer) |  | 158 | 535 | 240 | 400 | 132 | 7.9818 | 0.137 | 0 | 0 | 0 | [7 empty] | FALSE | 1 | 1 | TRUE
395 | MONF41-MONF21 (Transformer) |  | 66 | 418 | 1100 | 400 | 275 | 5 | 0.0181 | 0 | 0 | 0 | [7 empty] | FALSE | 1 | 1 | TRUE
396 | MONF41-MONF22 (Transformer) |  | 66 | 506 | 1100 | 400 | 275 | 5 | 0.0181 | 0 | 0 | 0 | [7 empty] | FALSE | 1 | 1 | TRUE
397 | MONF4A-MONF21 (Transformer) |  | 127 | 418 | 1138 | 400 | 275 | 5 | 0.0176 | 0 | 0 | 0 | [7 empty] | FALSE | 1 | 1 | TRUE
398 | NECH21-NECH11 (Transformer) |  | 389 | 712 | 270 | 275 | 132 | 8.6331 | 0.1411 | 0 | 0 | 0 | [7 empty] | FALSE | 1 | 1 | TRUE
399 | NECH21-NECH11 (Transformer) |  | 389 | 712 | 269 | 275 | 132 | 8.6331 | 0.1411 | 0 | 0 | 0 | [7 empty] | FALSE | 1 | 1 | TRUE
400 | NECH21-NECH12 (Transformer) |  | 389 | 727 | 272 | 275 | 132 | 8.6331 | 0.1411 | 0 | 0 | 0 | [7 empty] | FALSE | 1 | 1 | TRUE
401 | NECH21-NECH12 (Transformer) |  | 389 | 727 | 267 | 275 | 132 | 8.6331 | 0.1411 | 0 | 0 | 0 | [7 empty] | FALSE | 1 | 1 | TRUE
402 | NEEP21-NEEP31 (Transformer) |  | 409 | 827 | 120 | 275 | 33 | 24.0899 | 0.5083 | 0 | 0 | 0 | [7 empty] | FALSE | 1 | 1 | TRUE
403 | NEEP21-NEEP31 (Transformer) |  | 409 | 827 | 120 | 275 | 33 | 24.0899 | 0.5083 | 0 | 0 | 0 | [7 empty] | FALSE | 1 | 1 | TRUE
404 | NEEP4A-NEEP21 (Transformer) |  | 17 | 409 | 1100 | 400 | 275 | 5 | 0.021 | 0 | 0 | 0 | [7 empty] | FALSE | 1 | 1 | TRUE
405 | NEWX21-NEWX11 (Transformer) |  | 388 | 574 | 279 | 275 | 132 | 8.0531 | 0.1338 | 0 | 0 | 0 | [7 empty] | FALSE | 1 | 1 | TRUE
406 | NEWX21-NEWX11 (Transformer) |  | 388 | 574 | 279 | 275 | 132 | 8.0531 | 0.1338 | 0 | 0 | 0 | [7 empty] | FALSE | 1 | 1 | TRUE
407 | NEWX21-NEWX11 (Transformer) |  | 388 | 574 | 240 | 275 | 132 | 8.0451 | 0.1053 | 0 | 0 | 0 | [7 empty] | FALSE | 1 | 1 | TRUE
408 | NEWX21-NEWX61 (Transformer) |  | 388 | 796 | 180 | 275 | 66 | 10.8367 | 0.2188 | 0 | 0 | 0 | [7 empty] | FALSE | 1 | 1 | TRUE
409 | NEWX21-NEWX61 (Transformer) |  | 388 | 796 | 180 | 275 | 66 | 14.3298 | 0.3204 | 0 | 0 | 0 | [7 empty] | FALSE | 1 | 1 | TRUE
410 | NEWX21-NEWX62 (Transformer) |  | 388 | 809 | 209 | 275 | 66 | 12.4333 | 0.2972 | 0 | 0 | 0 | [7 empty] | FALSE | 1 | 1 | TRUE
411 | NEWX21-NEWX62 (Transformer) |  | 388 | 809 | 180 | 275 | 66 | 10.9484 | 0.1868 | 0 | 0 | 0 | [7 empty] | FALSE | 1 | 1 | TRUE
412 | NFLE41-NFLE11 (Transformer) |  | 23 | 592 | 268 | 400 | 132 | 8.0987 | 0.139 | 0 | 0 | 0 | [7 empty] | FALSE | 1 | 1 | TRUE
413 | NFLE41-NFLE11 (Transformer) |  | 23 | 592 | 261 | 400 | 132 | 8.0987 | 0.139 | 0 | 0 | 0 | [7 empty] | FALSE | 1 | 1 | TRUE
414 | NFLE41-NFLE12 (Transformer) |  | 23 | 559 | 269 | 400 | 132 | 8.0987 | 0.139 | 0 | 0 | 0 | [7 empty] | FALSE | 1 | 1 | TRUE
415 | NFLE41-NFLE12 (Transformer) |  | 23 | 559 | 260 | 400 | 132 | 8.0987 | 0.139 | 0 | 0 | 0 | [7 empty] | FALSE | 1 | 1 | TRUE
416 | NHYD2A-NHYD61 (Transformer) |  | 450 | 807 | 187 | 275 | 66 | 11.0235 | 0.3062 | 0 | 0 | 0 | [7 empty] | FALSE | 1 | 1 | TRUE
417 | NHYD2B-NHYD61 (Transformer) |  | 476 | 807 | 187 | 275 | 66 | 13.3312 | 0.2364 | 0 | 0 | 0 | [7 empty] | FALSE | 1 | 1 | TRUE
418 | NHYD2B-NHYD61 (Transformer) |  | 476 | 807 | 180 | 275 | 66 | 11.0235 | 0.3062 | 0 | 0 | 0 | [7 empty] | FALSE | 1 | 1 | TRUE
419 | NINF41-NINF11 (Transformer) |  | 296 | 550 | 278 | 400 | 132 | 7.8698 | 0.1303 | 0 | 0 | 0 | [7 empty] | FALSE | 1 | 1 | TRUE
420 | NINF41-NINF11 (Transformer) |  | 296 | 550 | 273 | 400 | 132 | 8.4025 | 0.1658 | 0 | 0 | 0 | [7 empty] | FALSE | 1 | 1 | TRUE
421 | NINF41-NINF12 (Transformer) |  | 296 | 754 | 273 | 400 | 132 | 8.4025 | 0.1658 | 0 | 0 | 0 | [7 empty] | FALSE | 1 | 1 | TRUE
422 | NINF41-NINF12 (Transformer) |  | 296 | 754 | 253 | 400 | 132 | 7.9378 | 0.1509 | 0 | 0 | 0 | [7 empty] | FALSE | 1 | 1 | TRUE
423 | NORL2A-NORL31 (Transformer) |  | 364 | 814 | 114 | 275 | 33 | 19.7925 | 0.545 | 0 | 0 | 0 | [7 empty] | FALSE | 1 | 1 | TRUE
424 | NORL2B-NORL31 (Transformer) |  | 425 | 814 | 114 | 275 | 33 | 19.7925 | 0.545 | 0 | 0 | 0 | [7 empty] | FALSE | 1 | 1 | TRUE
425 | NORM41-NORM11 (Transformer) |  | 169 | 596 | 277 | 400 | 132 | 8.4534 | 0.1264 | 0 | 0 | 0 | [7 empty] | FALSE | 1 | 1 | TRUE
426 | NORM41-NORM11 (Transformer) |  | 169 | 596 | 240 | 400 | 132 | 7.9515 | 0.1307 | 0 | 0 | 0 | [7 empty] | FALSE | 1 | 1 | TRUE
427 | NORM41-NORM12 (Transformer) |  | 169 | 741 | 278 | 400 | 132 | 8.3874 | 0.1118 | 0 | 0 | 0 | [7 empty] | FALSE | 1 | 1 | TRUE
428 | NORM41-NORM1A (Transformer) |  | 169 | 645 | 253 | 400 | 132 | 7.9378 | 0.1509 | 0 | 0 | 0 | [7 empty] | FALSE | 1 | 1 | TRUE
429 | NORM41-NORM1B (Transformer) |  | 169 | 537 | 267 | 400 | 132 | 7.9378 | 0.1509 | 0 | 0 | 0 | [7 empty] | FALSE | 1 | 1 | TRUE
430 | NORT21-NORT11 (Transformer) |  | 470 | 672 | 280 | 275 | 132 | 8.3565 | 0.1748 | 0 | 0 | 0 | [7 empty] | FALSE | 1 | 1 | TRUE
431 | NORT21-NORT11 (Transformer) |  | 470 | 672 | 262 | 275 | 132 | 8.6081 | 0.1594 | 0 | 0 | 0 | [7 empty] | FALSE | 1 | 1 | TRUE
432 | NORT21-NORT11 (Transformer) |  | 470 | 672 | 262 | 275 | 132 | 8.6081 | 0.1594 | 0 | 0 | 0 | [7 empty] | FALSE | 1 | 1 | TRUE
433 | NORT21-NORT11 (Transformer) |  | 470 | 672 | 240 | 275 | 132 | 8.3565 | 0.1748 | 0 | 0 | 0 | [7 empty] | FALSE | 1 | 1 | TRUE
434 | NORT41-NORT21 (Transformer) |  | 220 | 470 | 1136 | 400 | 275 | 5 | 0.0186 | 0 | 0 | 0 | [7 empty] | FALSE | 1 | 1 | TRUE
435 | NORT41-NORT21 (Transformer) |  | 220 | 470 | 1133 | 400 | 275 | 5 | 0.0117 | 0 | 0 | 0 | [7 empty] | FALSE | 1 | 1 | TRUE
436 | NURS41-NURS11 (Transformer) |  | 292 | 713 | 253 | 400 | 132 | 8.4008 | 0.1471 | 0 | 0 | 0 | [7 empty] | FALSE | 1 | 1 | TRUE
437 | NURS41-NURS11 (Transformer) |  | 292 | 713 | 252 | 400 | 132 | 8.4008 | 0.1471 | 0 | 0 | 0 | [7 empty] | FALSE | 1 | 1 | TRUE
438 | NURS4A-NURS11 (Transformer) |  | 80 | 713 | 262 | 400 | 132 | 7.9231 | 0.103 | 0 | 0 | 0 | [7 empty] | FALSE | 1 | 1 | TRUE
439 | OCKH21-OCKH11 (Transformer) |  | 460 | 640 | 279 | 275 | 132 | 8.0467 | 0.1221 | 0 | 0 | 0 | [7 empty] | FALSE | 1 | 1 | TRUE
440 | OCKH21-OCKH11 (Transformer) |  | 460 | 640 | 279 | 275 | 132 | 8.0467 | 0.1221 | 0 | 0 | 0 | [7 empty] | FALSE | 1 | 1 | TRUE
441 | OCKH21-OCKH11 (Transformer) |  | 460 | 640 | 202 | 275 | 132 | 8.3648 | 0.179 | 0 | 0 | 0 | [7 empty] | FALSE | 1 | 1 | TRUE
442 | OCKH21-OCKH2A (Transformer) |  | 460 | 366 | 760 | 275 | 275 | 5 | 0.0104 | 0 | 0 | 0 | [7 empty] | FALSE | 1 | 1 | TRUE
443 | OFFE21-OFFE31 (Transformer) |  | 512 | 817 | 100 | 275 | 33 | 18.2228 | 0.5135 | 0 | 0 | 0 | [7 empty] | FALSE | 1 | 1 | TRUE
444 | OFFE21-OFFE32 (Transformer) |  | 512 | 840 | 115 | 275 | 33 | 18.2228 | 0.5135 | 0 | 0 | 0 | [7 empty] | FALSE | 1 | 1 | TRUE
445 | OLDB21-OLDB11 (Transformer) |  | 343 | 584 | 261 | 275 | 132 | 8.6081 | 0.1594 | 0 | 0 | 0 | [7 empty] | FALSE | 1 | 1 | TRUE
446 | OLDB21-OLDB11 (Transformer) |  | 343 | 584 | 261 | 275 | 132 | 8.6081 | 0.1594 | 0 | 0 | 0 | [7 empty] | FALSE | 1 | 1 | TRUE
447 | OLDB4A-OLDB21 (Transformer) |  | 98 | 343 | 1115 | 400 | 275 | 5 | 0.0146 | 0 | 0 | 0 | [7 empty] | FALSE | 1 | 1 | TRUE
448 | OSBA41-OSBA11 (Transformer) |  | 263 | 656 | 269 | 400 | 132 | 7.9231 | 0.103 | 0 | 0 | 0 | [7 empty] | FALSE | 1 | 1 | TRUE
449 | OSBA41-OSBA11 (Transformer) |  | 263 | 656 | 269 | 400 | 132 | 7.9231 | 0.103 | 0 | 0 | 0 | [7 empty] | FALSE | 1 | 1 | TRUE
450 | OSBA42-OSBA11 (Transformer) |  | 114 | 656 | 278 | 400 | 132 | 8.0197 | 0.1372 | 0 | 0 | 0 | [7 empty] | FALSE | 1 | 1 | TRUE
451 | PADI41-PADI11 (Transformer) |  | 317 | 650 | 274 | 400 | 132 | 8.1976 | 0.1373 | 0 | 0 | 0 | [7 empty] | FALSE | 1 | 1 | TRUE
452 | PADI41-PADI11 (Transformer) |  | 317 | 650 | 240 | 400 | 132 | 7.8585 | 0.1051 | 0 | 0 | 0 | [7 empty] | FALSE | 1 | 1 | TRUE
453 | PELH41-PELH11 (Transformer) |  | 33 | 653 | 264 | 400 | 132 | 8.6648 | 0.1175 | 0 | 0 | 0 | [7 empty] | FALSE | 1 | 1 | TRUE
454 | PELH41-PELH12 (Transformer) |  | 33 | 664 | 264 | 400 | 132 | 8.6648 | 0.1175 | 0 | 0 | 0 | [7 empty] | FALSE | 1 | 1 | TRUE
455 | PEMB41-PEMB11 (Transformer) |  | 156 | 668 | 276 | 400 | 132 | 8.4025 | 0.1658 | 0 | 0 | 0 | [7 empty] | FALSE | 1 | 1 | TRUE
456 | PEMB41-PEMB11 (Transformer) |  | 156 | 668 | 275 | 400 | 132 | 8.4008 | 0.1471 | 0 | 0 | 0 | [7 empty] | FALSE | 1 | 1 | TRUE
457 | PENN21-PENN11 (Transformer) |  | 408 | 625 | 266 | 275 | 132 | 8.097 | 0.1623 | 0 | 0 | 0 | [7 empty] | FALSE | 1 | 1 | TRUE
458 | PENN21-PENN11 (Transformer) |  | 408 | 625 | 266 | 275 | 132 | 8.6238 | 0.1441 | 0 | 0 | 0 | [7 empty] | FALSE | 1 | 1 | TRUE
459 | PENN21-PENN11 (Transformer) |  | 408 | 625 | 266 | 275 | 132 | 8.097 | 0.1623 | 0 | 0 | 0 | [7 empty] | FALSE | 1 | 1 | TRUE
460 | PENN21-PENN11 (Transformer) |  | 408 | 625 | 266 | 275 | 132 | 8.097 | 0.1623 | 0 | 0 | 0 | [7 empty] | FALSE | 1 | 1 | TRUE
461 | PENN4A-PENN21 (Transformer) |  | 54 | 408 | 1138 | 400 | 275 | 5 | 0.0176 | 0 | 0 | 0 | [7 empty] | FALSE | 1 | 1 | TRUE
462 | PENN4B-PENN21 (Transformer) |  | 200 | 408 | 1063 | 400 | 275 | 5 | 0.0132 | 0 | 0 | 0 | [7 empty] | FALSE | 1 | 1 | TRUE
463 | PENT41-PENT11 (Transformer) |  | 293 | 724 | 257 | 400 | 132 | 8.4008 | 0.1471 | 0 | 0 | 0 | [7 empty] | FALSE | 1 | 1 | TRUE
464 | PENT41-PENT11 (Transformer) |  | 293 | 724 | 255 | 400 | 132 | 8.0984 | 0.1621 | 0 | 0 | 0 | [7 empty] | FALSE | 1 | 1 | TRUE
465 | PEWO2A-PENW11 (Transformer) |  | 428 | 557 | 261 | 275 | 132 | 8.6081 | 0.1594 | 0 | 0 | 0 | [7 empty] | FALSE | 1 | 1 | TRUE
466 | PEWO2B-PENW11 (Transformer) |  | 339 | 557 | 261 | 275 | 132 | 8.6081 | 0.1594 | 0 | 0 | 0 | [7 empty] | FALSE | 1 | 1 | TRUE
467 | PEWO41-PENE11 (Transformer) |  | 306 | 771 | 265 | 400 | 132 | 8.0197 | 0.1372 | 0 | 0 | 0 | [7 empty] | FALSE | 1 | 1 | TRUE
468 | PEWO41-PENE11 (Transformer) |  | 306 | 771 | 265 | 400 | 132 | 8.0197 | 0.1372 | 0 | 0 | 0 | [7 empty] | FALSE | 1 | 1 | TRUE
469 | PEWO41-PENE11 (Transformer) |  | 306 | 771 | 265 | 400 | 132 | 8.0197 | 0.1372 | 0 | 0 | 0 | [7 empty] | FALSE | 1 | 1 | TRUE
470 | PEWO41-PENW11 (Transformer) |  | 306 | 557 | 278 | 400 | 132 | 7.9055 | 0.1311 | 0 | 0 | 0 | [7 empty] | FALSE | 1 | 1 | TRUE
471 | PEWO41-PEWO2A (Transformer) |  | 306 | 428 | 1129 | 400 | 275 | 5 | 0.0189 | 0 | 0 | 0 | [7 empty] | FALSE | 1 | 1 | TRUE
472 | PEWO41-PEWO2A (Transformer) |  | 306 | 428 | 845 | 400 | 275 | 5 | 0.0178 | 0 | 0 | 0 | [7 empty] | FALSE | 1 | 1 | TRUE
473 | PEWO41-PEWO2B (Transformer) |  | 306 | 339 | 1139 | 400 | 275 | 5 | 0.0175 | 0 | 0 | 0 | [7 empty] | FALSE | 1 | 1 | TRUE
474 | PEWO41-PEWO2B (Transformer) |  | 306 | 339 | 876 | 400 | 275 | 5 | 0.021 | 0 | 0 | 0 | [7 empty] | FALSE | 1 | 1 | TRUE
475 | PEWO41-PEWO4A (Transformer) |  | 306 | 264 | 2750 | 400 | 400 | 5 | 0.0046 | 0 | 0 | 0 | [7 empty] | FALSE | 1 | 1 | TRUE
476 | PEWO41-PEWO4B (Transformer) |  | 306 | 31 | 2750 | 400 | 400 | 5 | 0.0071 | 0 | 0 | 0 | [7 empty] | FALSE | 1 | 1 | TRUE
477 | PITS21-PITS31 (Transformer) |  | 400 | 835 | 110 | 275 | 33 | 20.4439 | 0.4975 | 0 | 0 | 0 | [7 empty] | FALSE | 1 | 1 | TRUE
478 | PITS21-PITS31 (Transformer) |  | 400 | 835 | 110 | 275 | 33 | 20.4439 | 0.4975 | 0 | 0 | 0 | [7 empty] | FALSE | 1 | 1 | TRUE
479 | PITS21-PITS32 (Transformer) |  | 400 | 836 | 120 | 275 | 33 | 20.1311 | 0.2998 | 0 | 0 | 0 | [7 empty] | FALSE | 1 | 1 | TRUE
480 | PITS21-PITS32 (Transformer) |  | 400 | 836 | 120 | 275 | 33 | 20.1311 | 0.2998 | 0 | 0 | 0 | [7 empty] | FALSE | 1 | 1 | TRUE
481 | POPP21-POPP31 (Transformer) |  | 492 | 831 | 110 | 275 | 33 | 24.145 | 0.4905 | 0 | 0 | 0 | [7 empty] | FALSE | 1 | 1 | TRUE
482 | POPP21-POPP31 (Transformer) |  | 492 | 831 | 110 | 275 | 33 | 30.5821 | 0.2731 | 0 | 0 | 0 | [7 empty] | FALSE | 1 | 1 | TRUE
483 | PYLE21-PYLE11 (Transformer) |  | 528 | 756 | 279 | 275 | 132 | 8.0648 | 0.1366 | 0 | 0 | 0 | [7 empty] | FALSE | 1 | 1 | TRUE
484 | PYLE21-PYLE11 (Transformer) |  | 528 | 756 | 211 | 275 | 132 | 8.1596 | 0.2009 | 0 | 0 | 0 | [7 empty] | FALSE | 1 | 1 | TRUE
485 | RAIN21-RAIN11 (Transformer) |  | 382 | 644 | 211 | 275 | 132 | 8.5256 | 0.1927 | 0 | 0 | 0 | [7 empty] | FALSE | 1 | 1 | TRUE
486 | RAIN21-RAIN11 (Transformer) |  | 382 | 644 | 211 | 275 | 132 | 8.5256 | 0.1927 | 0 | 0 | 0 | [7 empty] | FALSE | 1 | 1 | TRUE
487 | RAIN21-RAIN12 (Transformer) |  | 382 | 661 | 211 | 275 | 132 | 8.5256 | 0.1927 | 0 | 0 | 0 | [7 empty] | FALSE | 1 | 1 | TRUE
488 | RAIN21-RAIN12 (Transformer) |  | 382 | 661 | 211 | 275 | 132 | 8.5256 | 0.1927 | 0 | 0 | 0 | [7 empty] | FALSE | 1 | 1 | TRUE
489 | RASS41-RASS11 (Transformer) |  | 115 | 598 | 273 | 400 | 132 | 8.0568 | 0.0996 | 0 | 0 | 0 | [7 empty] | FALSE | 1 | 1 | TRUE
490 | RASS41-RASS11 (Transformer) |  | 115 | 598 | 270 | 400 | 132 | 8.0568 | 0.0996 | 0 | 0 | 0 | [7 empty] | FALSE | 1 | 1 | TRUE
491 | RATS41-RATS11 (Transformer) |  | 206 | 766 | 240 | 400 | 132 | 7.841 | 0.1042 | 0 | 0 | 0 | [7 empty] | FALSE | 1 | 1 | TRUE
492 | RATS41-RATS11 (Transformer) |  | 206 | 766 | 240 | 400 | 132 | 8.2285 | 0.1047 | 0 | 0 | 0 | [7 empty] | FALSE | 1 | 1 | TRUE
493 | RATS41-RATS12 (Transformer) |  | 206 | 591 | 278 | 400 | 132 | 8.1976 | 0.1373 | 0 | 0 | 0 | [7 empty] | FALSE | 1 | 1 | TRUE
494 | RATS41-RATS12 (Transformer) |  | 206 | 591 | 277 | 400 | 132 | 8.0061 | 0.1278 | 0 | 0 | 0 | [7 empty] | FALSE | 1 | 1 | TRUE
495 | RATS41-RATS2A (Transformer) |  | 206 | 451 | 1125 | 400 | 275 | 5 | 0.0146 | 0 | 0 | 0 | [7 empty] | FALSE | 1 | 1 | TRUE
496 | RAYL41-RAYM11 (Transformer) |  | 177 | 551 | 278 | 400 | 132 | 7.8698 | 0.1303 | 0 | 0 | 0 | [7 empty] | FALSE | 1 | 1 | TRUE
497 | RAYL41-RAYM11 (Transformer) |  | 177 | 551 | 262 | 400 | 132 | 7.8656 | 0.1309 | 0 | 0 | 0 | [7 empty] | FALSE | 1 | 1 | TRUE
498 | RAYL41-RAYM11 (Transformer) |  | 177 | 551 | 240 | 400 | 132 | 7.8618 | 0.1045 | 0 | 0 | 0 | [7 empty] | FALSE | 1 | 1 | TRUE
499 | RAYL41-RAYM11 (Transformer) |  | 177 | 551 | 240 | 400 | 132 | 7.9134 | 0.1759 | 0 | 0 | 0 | [7 empty] | FALSE | 1 | 1 | TRUE
500 | REBR21-REBR32 (Transformer) |  | 519 | 837 | 111 | 275 | 33 | 28.1922 | 0.665 | 0 | 0 | 0 | [7 empty] | FALSE | 1 | 1 | TRUE
501 | REBR22-REBR31 (Transformer) |  | 416 | 833 | 132 | 275 | 33 | 30.6481 | 0.3375 | 0 | 0 | 0 | [7 empty] | FALSE | 1 | 1 | TRUE
502 | REBR22-REBR31 (Transformer) |  | 416 | 833 | 112 | 275 | 33 | 28.1922 | 0.665 | 0 | 0 | 0 | [7 empty] | FALSE | 1 | 1 | TRUE
503 | RICH41-RICH11 (Transformer) |  | 164 | 715 | 240 | 400 | 132 | 7.8741 | 0.1186 | 0 | 0 | 0 | [7 empty] | FALSE | 1 | 1 | TRUE
504 | RICH41-RICH11 (Transformer) |  | 164 | 715 | 240 | 400 | 132 | 7.9033 | 0.1181 | 0 | 0 | 0 | [7 empty] | FALSE | 1 | 1 | TRUE
505 | ROCH21-ROCH11 (Transformer) |  | 471 | 767 | 278 | 275 | 132 | 8.3927 | 0.1183 | 0 | 0 | 0 | [7 empty] | FALSE | 1 | 1 | TRUE
506 | ROCH21-ROCH11 (Transformer) |  | 471 | 767 | 240 | 275 | 132 | 8.3927 | 0.1183 | 0 | 0 | 0 | [7 empty] | FALSE | 1 | 1 | TRUE
507 | ROCH21-ROCH11 (Transformer) |  | 471 | 767 | 240 | 275 | 132 | 8.3927 | 0.1183 | 0 | 0 | 0 | [7 empty] | FALSE | 1 | 1 | TRUE
508 | ROCH21-ROCH12 (Transformer) |  | 471 | 684 | 240 | 275 | 132 | 8.3927 | 0.1183 | 0 | 0 | 0 | [7 empty] | FALSE | 1 | 1 | TRUE
509 | ROCH4A-ROCH21 (Transformer) |  | 70 | 471 | 1100 | 400 | 275 | 5 | 0.0098 | 0 | 0 | 0 | [7 empty] | FALSE | 1 | 1 | TRUE
510 | ROCK41-ROCK1A (Transformer) |  | 146 | 781 | 460 | 400 | 132 | 5 | 0.054 | 0 | 0 | 0 | [7 empty] | FALSE | 1 | 1 | TRUE
511 | RUGE41-RUGE11 (Transformer) |  | 225 | 770 | 267 | 400 | 132 | 8.1036 | 0.1139 | 0 | 0 | 0 | [7 empty] | FALSE | 1 | 1 | TRUE
512 | RUGE41-RUGE11 (Transformer) |  | 225 | 770 | 267 | 400 | 132 | 8.1036 | 0.1139 | 0 | 0 | 0 | [7 empty] | FALSE | 1 | 1 | TRUE
513 | RYEH41-RYEH13 (Transformer) |  | 79 | 610 | 253 | 400 | 132 | 8.0197 | 0.1372 | 0 | 0 | 0 | [7 empty] | FALSE | 1 | 1 | TRUE
514 | RYEH42-RYEH12 (Transformer) |  | 258 | 773 | 260 | 400 | 132 | 8.2414 | 0.1055 | 0 | 0 | 0 | [7 empty] | FALSE | 1 | 1 | TRUE
515 | RYEH43-RYEH11 (Transformer) |  | 84 | 603 | 260 | 400 | 132 | 8.774 | 0.1326 | 0 | 0 | 0 | [7 empty] | FALSE | 1 | 1 | TRUE
516 | SAEN21-SAEN11 (Transformer) |  | 485 | 717 | 211 | 275 | 132 | 8.6564 | 0.1531 | 0 | 0 | 0 | [7 empty] | FALSE | 1 | 1 | TRUE
517 | SAEN21-SAEN11 (Transformer) |  | 485 | 717 | 211 | 275 | 132 | 8.6564 | 0.1531 | 0 | 0 | 0 | [7 empty] | FALSE | 1 | 1 | TRUE
518 | SALH21-SALH11 (Transformer) |  | 431 | 623 | 240 | 275 | 132 | 8.4361 | 0.1392 | 0 | 0 | 0 | [7 empty] | FALSE | 1 | 1 | TRUE
519 | SALH21-SALH11 (Transformer) |  | 431 | 623 | 240 | 275 | 132 | 8.4361 | 0.1392 | 0 | 0 | 0 | [7 empty] | FALSE | 1 | 1 | TRUE
520 | SEAB41-SEAB11 (Transformer) |  | 47 | 604 | 256 | 400 | 132 | 7.8698 | 0.1303 | 0 | 0 | 0 | [7 empty] | FALSE | 1 | 1 | TRUE
521 | SEAB41-SEAB11 (Transformer) |  | 47 | 604 | 256 | 400 | 132 | 7.8698 | 0.1303 | 0 | 0 | 0 | [7 empty] | FALSE | 1 | 1 | TRUE
522 | SELL4A-SELL11 (Transformer) |  | 252 | 686 | 275 | 400 | 132 | 8.0568 | 0.0996 | 0 | 0 | 0 | [7 empty] | FALSE | 1 | 1 | TRUE
523 | SELL4A-SELL11 (Transformer) |  | 252 | 686 | 273 | 400 | 132 | 8.0568 | 0.0996 | 0 | 0 | 0 | [7 empty] | FALSE | 1 | 1 | TRUE
524 | SELL4A-SELL12 (Transformer) |  | 252 | 586 | 270 | 400 | 132 | 7.9231 | 0.103 | 0 | 0 | 0 | [7 empty] | FALSE | 1 | 1 | TRUE
525 | SELL4A-SELL13 (Transformer) |  | 252 | 575 | 256 | 400 | 132 | 8.0984 | 0.1621 | 0 | 0 | 0 | [7 empty] | FALSE | 1 | 1 | TRUE
526 | SHEC21-SHEC31 (Transformer) |  | 357 | 844 | 115 | 275 | 33 | 20.7915 | 0.593 | 0 | 0 | 0 | [7 empty] | FALSE | 1 | 1 | TRUE
527 | SHEC21-SHEC31 (Transformer) |  | 357 | 844 | 114 | 275 | 33 | 20.7915 | 0.593 | 0 | 0 | 0 | [7 empty] | FALSE | 1 | 1 | TRUE
528 | SHRE4B-SHRE11 (Transformer) |  | 10 | 583 | 240 | 400 | 132 | 7.9352 | 0.1057 | 0 | 0 | 0 | [7 empty] | FALSE | 1 | 1 | TRUE
529 | SIZE41-SIZE11 (Transformer) |  | 176 | 698 | 267 | 400 | 132 | 7.9231 | 0.103 | 0 | 0 | 0 | [7 empty] | FALSE | 1 | 1 | TRUE
530 | SIZE41-SIZE12 (Transformer) |  | 176 | 669 | 268 | 400 | 132 | 7.9231 | 0.103 | 0 | 0 | 0 | [7 empty] | FALSE | 1 | 1 | TRUE
531 | SIZE41-SIZE1A (Transformer) |  | 176 | 691 | 268 | 400 | 132 | 7.9231 | 0.103 | 0 | 0 | 0 | [7 empty] | FALSE | 1 | 1 | TRUE
532 | SIZE41-SIZE1B (Transformer) |  | 176 | 601 | 269 | 400 | 132 | 7.9231 | 0.103 | 0 | 0 | 0 | [7 empty] | FALSE | 1 | 1 | TRUE
533 | SJOW21-LODR61 (Transformer) |  | 371 | 798 | 198 | 275 | 66 | 11.0235 | 0.3062 | 0 | 0 | 0 | [7 empty] | FALSE | 1 | 1 | TRUE
534 | SJOW21-SJOW13 (Transformer) |  | 371 | 726 | 249 | 275 | 132 | 7.9774 | 0.167 | 0 | 0 | 0 | [7 empty] | FALSE | 1 | 1 | TRUE
535 | SJOW41-LODR61 (Transformer) |  | 210 | 798 | 273 | 400 | 66 | 12.1324 | 0.1529 | 0 | 0 | 0 | [7 empty] | FALSE | 1 | 1 | TRUE
536 | SJOW41-LODR61 (Transformer) |  | 210 | 798 | 240 | 400 | 66 | 12.3367 | 0.1403 | 0 | 0 | 0 | [7 empty] | FALSE | 1 | 1 | TRUE
537 | SJOW41-LODR62 (Transformer) |  | 210 | 803 | 240 | 400 | 66 | 7.9515 | 0.1307 | 0 | 0 | 0 | [7 empty] | FALSE | 1 | 1 | TRUE
538 | SJOW41-LODR62 (Transformer) |  | 210 | 803 | 240 | 400 | 66 | 13.3242 | 0.1455 | 0 | 0 | 0 | [7 empty] | FALSE | 1 | 1 | TRUE
539 | SJOW41-SJOW11 (Transformer) |  | 210 | 745 | 270 | 400 | 132 | 8.3873 | 0.1229 | 0 | 0 | 0 | [7 empty] | FALSE | 1 | 1 | TRUE
540 | SJOW41-SJOW11 (Transformer) |  | 210 | 745 | 240 | 400 | 132 | 8.3873 | 0.1229 | 0 | 0 | 0 | [7 empty] | FALSE | 1 | 1 | TRUE
541 | SJOW41-SJOW12 (Transformer) |  | 210 | 671 | 240 | 400 | 132 | 8.3873 | 0.1229 | 0 | 0 | 0 | [7 empty] | FALSE | 1 | 1 | TRUE
542 | SJOW41-SJOW12 (Transformer) |  | 210 | 671 | 240 | 400 | 132 | 8.3873 | 0.1229 | 0 | 0 | 0 | [7 empty] | FALSE | 1 | 1 | TRUE
543 | SJOW41-SJOW13 (Transformer) |  | 210 | 726 | 240 | 400 | 132 | 8.1881 | 0.1055 | 0 | 0 | 0 | [7 empty] | FALSE | 1 | 1 | TRUE
544 | SJOW41-SJOW21 (Transformer) |  | 210 | 371 | 804 | 400 | 275 | 5 | 0.0224 | 0 | 0 | 0 | [7 empty] | FALSE | 1 | 1 | TRUE
545 | SKLG21-SKLG11 (Transformer) |  | 394 | 547 | 278 | 275 | 132 | 8.6657 | 0.1264 | 0 | 0 | 0 | [7 empty] | FALSE | 1 | 1 | TRUE
546 | SKLG21-SKLG11 (Transformer) |  | 394 | 547 | 270 | 275 | 132 | 8.6657 | 0.1264 | 0 | 0 | 0 | [7 empty] | FALSE | 1 | 1 | TRUE
547 | SKLG21-SKLG11 (Transformer) |  | 394 | 547 | 264 | 275 | 132 | 8.673 | 0.1147 | 0 | 0 | 0 | [7 empty] | FALSE | 1 | 1 | TRUE
548 | SKLG21-SKLG11 (Transformer) |  | 394 | 547 | 264 | 275 | 132 | 8.673 | 0.1147 | 0 | 0 | 0 | [7 empty] | FALSE | 1 | 1 | TRUE
549 | SMAN21-SMAN11 (Transformer) |  | 348 | 752 | 279 | 275 | 132 | 8.2077 | 0.1052 | 0 | 0 | 0 | [7 empty] | FALSE | 1 | 1 | TRUE
550 | SMAN21-SMAN11 (Transformer) |  | 348 | 752 | 266 | 275 | 132 | 8.6238 | 0.1441 | 0 | 0 | 0 | [7 empty] | FALSE | 1 | 1 | TRUE
551 | SMAN21-SMAN12 (Transformer) |  | 348 | 740 | 279 | 275 | 132 | 8.0467 | 0.1221 | 0 | 0 | 0 | [7 empty] | FALSE | 1 | 1 | TRUE
552 | SMAN21-SMAN12 (Transformer) |  | 348 | 740 | 266 | 275 | 132 | 8.6238 | 0.1441 | 0 | 0 | 0 | [7 empty] | FALSE | 1 | 1 | TRUE
553 | SPEN41-SPEN11 (Transformer) |  | 294 | 703 | 278 | 400 | 132 | 7.8614 | 0.1293 | 0 | 0 | 0 | [7 empty] | FALSE | 1 | 1 | TRUE
554 | SPEN41-SPEN11 (Transformer) |  | 294 | 703 | 278 | 400 | 132 | 7.8823 | 0.1305 | 0 | 0 | 0 | [7 empty] | FALSE | 1 | 1 | TRUE
555 | SPEN42-SPEN11 (Transformer) |  | 93 | 703 | 278 | 400 | 132 | 7.8822 | 0.1315 | 0 | 0 | 0 | [7 empty] | FALSE | 1 | 1 | TRUE
556 | SSHI22-SSHI31 (Transformer) |  | 505 | 841 | 110 | 275 | 33 | 20.4439 | 0.4975 | 0 | 0 | 0 | [7 empty] | FALSE | 1 | 1 | TRUE
557 | SSHI22-SSHI31 (Transformer) |  | 505 | 841 | 110 | 275 | 33 | 20.4439 | 0.4975 | 0 | 0 | 0 | [7 empty] | FALSE | 1 | 1 | TRUE
558 | STAH4A-STAH11 (Transformer) |  | 0 | 628 | 240 | 400 | 132 | 8.1963 | 0.122 | 0 | 0 | 0 | [7 empty] | FALSE | 1 | 1 | TRUE
559 | STAH4B-STAH11 (Transformer) |  | 285 | 628 | 240 | 400 | 132 | 7.8493 | 0.1046 | 0 | 0 | 0 | [7 empty] | FALSE | 1 | 1 | TRUE
560 | STAL21-STAL11 (Transformer) |  | 329 | 687 | 280 | 275 | 132 | 8.097 | 0.2188 | 0 | 0 | 0 | [7 empty] | FALSE | 1 | 1 | TRUE
561 | STAL21-STAL11 (Transformer) |  | 329 | 687 | 279 | 275 | 132 | 8.0467 | 0.1221 | 0 | 0 | 0 | [7 empty] | FALSE | 1 | 1 | TRUE
562 | STAL21-STAL11 (Transformer) |  | 329 | 687 | 198 | 275 | 132 | 8.3396 | 0.1681 | 0 | 0 | 0 | [7 empty] | FALSE | 1 | 1 | TRUE
563 | STAL21-STAL11 (Transformer) |  | 329 | 687 | 189 | 275 | 132 | 8.0796 | 0.1954 | 0 | 0 | 0 | [7 empty] | FALSE | 1 | 1 | TRUE
564 | STAL4A-STAL21 (Transformer) |  | 50 | 329 | 1117 | 400 | 275 | 5 | 0.0146 | 0 | 0 | 0 | [7 empty] | FALSE | 1 | 1 | TRUE
565 | STAY41-STAY4A (Transformer) |  | 209 | 102 | 2750 | 400 | 400 | 5 | 0.0002 | 0 | 0 | 0 | [7 empty] | FALSE | 1 | 1 | TRUE
566 | STAY41-STYC11 (Transformer) |  | 209 | 783 | 266 | 400 | 132 | 7.9231 | 0.103 | 0 | 0 | 0 | [7 empty] | FALSE | 1 | 1 | TRUE
567 | STAY41-STYC12 (Transformer) |  | 209 | 546 | 271 | 400 | 132 | 7.8493 | 0.1046 | 0 | 0 | 0 | [7 empty] | FALSE | 1 | 1 | TRUE
568 | STEW21-STEN11 (Transformer) |  | 417 | 757 | 179 | 275 | 132 | 11.9012 | 0.3392 | 0 | 0 | 0 | [7 empty] | FALSE | 1 | 1 | TRUE
569 | STEW21-STEN11 (Transformer) |  | 417 | 757 | 138 | 275 | 132 | 11.6619 | 0.3328 | 0 | 0 | 0 | [7 empty] | FALSE | 1 | 1 | TRUE
570 | STEW21-STEN11 (Transformer) |  | 417 | 757 | 137 | 275 | 132 | 11.6619 | 0.3328 | 0 | 0 | 0 | [7 empty] | FALSE | 1 | 1 | TRUE
571 | STEW21-STES11 (Transformer) |  | 417 | 704 | 274 | 275 | 132 | 8.0648 | 0.1366 | 0 | 0 | 0 | [7 empty] | FALSE | 1 | 1 | TRUE
572 | STEW21-STES11 (Transformer) |  | 417 | 704 | 137 | 275 | 132 | 11.6619 | 0.3328 | 0 | 0 | 0 | [7 empty] | FALSE | 1 | 1 | TRUE
573 | STEW21-STES11 (Transformer) |  | 417 | 704 | 137 | 275 | 132 | 11.6619 | 0.3328 | 0 | 0 | 0 | [7 empty] | FALSE | 1 | 1 | TRUE
574 | STEW41-STEW21 (Transformer) |  | 32 | 417 | 1172 | 400 | 275 | 5 | 0.0211 | 0 | 0 | 0 | [7 empty] | FALSE | 1 | 1 | TRUE
575 | STEW41-STEW21 (Transformer) |  | 32 | 417 | 1165 | 400 | 275 | 5 | 0.0107 | 0 | 0 | 0 | [7 empty] | FALSE | 1 | 1 | TRUE
576 | STOB41-STOB11 (Transformer) |  | 229 | 545 | 240 | 400 | 132 | 7.9515 | 0.1307 | 0 | 0 | 0 | [7 empty] | FALSE | 1 | 1 | TRUE
577 | STOB41-STOB11 (Transformer) |  | 229 | 545 | 240 | 400 | 132 | 7.9515 | 0.1307 | 0 | 0 | 0 | [7 empty] | FALSE | 1 | 1 | TRUE
578 | STSB4B-STSB4A (Transformer) |  | 173 | 144 | 1999 | 400 | 400 | 5 | 0.0003 | 0 | 0 | 0 | [7 empty] | FALSE | 1 | 1 | TRUE
579 | SUND41-SUND11 (Transformer) |  | 300 | 725 | 278 | 400 | 132 | 7.8698 | 0.1303 | 0 | 0 | 0 | [7 empty] | FALSE | 1 | 1 | TRUE
580 | SUND41-SUND11 (Transformer) |  | 300 | 725 | 252 | 400 | 132 | 8.2453 | 0.1675 | 0 | 0 | 0 | [7 empty] | FALSE | 1 | 1 | TRUE
581 | SUND41-SUND31 (Transformer) |  | 300 | 826 | 150 | 400 | 33 | 15.019 | 0.2262 | 0 | 0 | 0 | [7 empty] | FALSE | 1 | 1 | TRUE
582 | SUND42-SUND11 (Transformer) |  | 297 | 725 | 254 | 400 | 132 | 8.2453 | 0.1675 | 0 | 0 | 0 | [7 empty] | FALSE | 1 | 1 | TRUE
583 | SUND42-SUND11 (Transformer) |  | 297 | 725 | 250 | 400 | 132 | 8.2453 | 0.1675 | 0 | 0 | 0 | [7 empty] | FALSE | 1 | 1 | TRUE
584 | SWAN22-SWAN11 (Transformer) |  | 402 | 635 | 211 | 275 | 132 | 8.0383 | 0.1646 | 0 | 0 | 0 | [7 empty] | FALSE | 1 | 1 | TRUE
585 | SWAN22-SWAN11 (Transformer) |  | 402 | 635 | 211 | 275 | 132 | 8.2361 | 0.1923 | 0 | 0 | 0 | [7 empty] | FALSE | 1 | 1 | TRUE
586 | SWAN41-SWAN11 (Transformer) |  | 171 | 635 | 256 | 400 | 132 | 7.8698 | 0.1303 | 0 | 0 | 0 | [7 empty] | FALSE | 1 | 1 | TRUE
587 | SWAN41-SWAN12 (Transformer) |  | 171 | 743 | 240 | 400 | 132 | 7.8698 | 0.1303 | 0 | 0 | 0 | [7 empty] | FALSE | 1 | 1 | TRUE
588 | SWAN41-SWAN21 (Transformer) |  | 171 | 335 | 1210 | 400 | 275 | 5 | 0.0182 | 0 | 0 | 0 | [7 empty] | FALSE | 1 | 1 | TRUE
589 | SWAN4A-SWAN22 (Transformer) |  | 74 | 402 | 851 | 400 | 275 | 5 | 0.0178 | 0 | 0 | 0 | [7 empty] | FALSE | 1 | 1 | TRUE
590 | SWAN4B-SWAN12 (Transformer) |  | 256 | 743 | 240 | 400 | 132 | 7.9515 | 0.1307 | 0 | 0 | 0 | [7 empty] | FALSE | 1 | 1 | TRUE
591 | TAUN41-TAUN11 (Transformer) |  | 142 | 667 | 240 | 400 | 132 | 8.1792 | 0.1049 | 0 | 0 | 0 | [7 empty] | FALSE | 1 | 1 | TRUE
592 | TAUN42-TAUN11 (Transformer) |  | 281 | 667 | 279 | 400 | 132 | 8.045 | 0.1459 | 0 | 0 | 0 | [7 empty] | FALSE | 1 | 1 | TRUE
593 | TEMP21-TEMP31 (Transformer) |  | 378 | 829 | 76 | 275 | 33 | 26.5771 | 0.7076 | 0 | 0 | 0 | [7 empty] | FALSE | 1 | 1 | TRUE
594 | TEMP22-TEMP31 (Transformer) |  | 497 | 829 | 76 | 275 | 33 | 26.5771 | 0.7076 | 0 | 0 | 0 | [7 empty] | FALSE | 1 | 1 | TRUE
595 | THOM21-THOM61 (Transformer) |  | 412 | 800 | 122 | 275 | 66 | 16.203 | 0.3985 | 0 | 0 | 0 | [7 empty] | FALSE | 1 | 1 | TRUE
596 | THOM41-THOM21 (Transformer) |  | 141 | 412 | 879 | 400 | 275 | 5 | 0.0189 | 0 | 0 | 0 | [7 empty] | FALSE | 1 | 1 | TRUE
597 | THOM41-THOM21 (Transformer) |  | 141 | 412 | 879 | 400 | 275 | 5 | 0.0185 | 0 | 0 | 0 | [7 empty] | FALSE | 1 | 1 | TRUE
598 | THOM42-THOM2A (Transformer) |  | 283 | 509 | 1100 | 400 | 275 | 5 | 0.0152 | 0 | 0 | 0 | [7 empty] | FALSE | 1 | 1 | TRUE
599 | THOM42-THOM61 (Transformer) |  | 283 | 800 | 180 | 400 | 66 | 13.1765 | 0.1844 | 0 | 0 | 0 | [7 empty] | FALSE | 1 | 1 | TRUE
600 | THUR21-THUR61 (Transformer) |  | 524 | 791 | 209 | 275 | 66 | 10.3241 | 0.2288 | 0 | 0 | 0 | [7 empty] | FALSE | 1 | 1 | TRUE
601 | THUR21-THUR61 (Transformer) |  | 524 | 791 | 209 | 275 | 66 | 10.3241 | 0.2288 | 0 | 0 | 0 | [7 empty] | FALSE | 1 | 1 | TRUE
602 | THUR21-THUR61 (Transformer) |  | 524 | 791 | 180 | 275 | 66 | 10.8431 | 0.1699 | 0 | 0 | 0 | [7 empty] | FALSE | 1 | 1 | TRUE
603 | TILB21-TILB11 (Transformer) |  | 342 | 643 | 240 | 275 | 132 | 8.1994 | 0.1004 | 0 | 0 | 0 | [7 empty] | FALSE | 1 | 1 | TRUE
604 | TILB21-TILB12 (Transformer) |  | 342 | 749 | 240 | 275 | 132 | 8.0952 | 0.1 | 0 | 0 | 0 | [7 empty] | FALSE | 1 | 1 | TRUE
605 | TILB41-TILB13 (Transformer) |  | 22 | 759 | 240 | 400 | 132 | 7.9515 | 0.1307 | 0 | 0 | 0 | [7 empty] | FALSE | 1 | 1 | TRUE
606 | TILB41-TILB14 (Transformer) |  | 22 | 567 | 278 | 400 | 132 | 7.8698 | 0.1303 | 0 | 0 | 0 | [7 empty] | FALSE | 1 | 1 | TRUE
607 | TILB4A-TILB21 (Transformer) |  | 234 | 342 | 1153 | 400 | 275 | 5 | 0.0376 | 0 | 0 | 0 | [7 empty] | FALSE | 1 | 1 | TRUE
608 | TILB4B-TILB21 (Transformer) |  | 51 | 342 | 1102 | 400 | 275 | 5 | 0.0117 | 0 | 0 | 0 | [7 empty] | FALSE | 1 | 1 | TRUE
609 | TINP21-TINP31 (Transformer) |  | 495 | 824 | 111 | 275 | 33 | 20.0944 | 0.4758 | 0 | 0 | 0 | [7 empty] | FALSE | 1 | 1 | TRUE
610 | TINP21-TINP32 (Transformer) |  | 495 | 832 | 135 | 275 | 33 | 24.0899 | 0.5083 | 0 | 0 | 0 | [7 empty] | FALSE | 1 | 1 | TRUE
611 | TINP22-TINP31 (Transformer) |  | 511 | 824 | 111 | 275 | 33 | 20.0944 | 0.4758 | 0 | 0 | 0 | [7 empty] | FALSE | 1 | 1 | TRUE
612 | TINP22-TINP32 (Transformer) |  | 511 | 832 | 172 | 275 | 33 | 24.0899 | 0.5083 | 0 | 0 | 0 | [7 empty] | FALSE | 1 | 1 | TRUE
613 | TODP21-TODP61 (Transformer) |  | 337 | 788 | 139 | 275 | 66 | 16.4953 | 0.3931 | 0 | 0 | 0 | [7 empty] | FALSE | 1 | 1 | TRUE
614 | TODP21-TODP61 (Transformer) |  | 337 | 788 | 101 | 275 | 66 | 16.6187 | 0.459 | 0 | 0 | 0 | [7 empty] | FALSE | 1 | 1 | TRUE
615 | TOTT21-TOTT11 (Transformer) |  | 510 | 762 | 265 | 275 | 132 | 8.6449 | 0.1266 | 0 | 0 | 0 | [7 empty] | FALSE | 1 | 1 | TRUE
616 | TOTT22-TOTT11 (Transformer) |  | 334 | 762 | 265 | 275 | 132 | 8.6449 | 0.1266 | 0 | 0 | 0 | [7 empty] | FALSE | 1 | 1 | TRUE
617 | TOTT23-TOTT12 (Transformer) |  | 369 | 544 | 265 | 275 | 132 | 8.3316 | 0.1688 | 0 | 0 | 0 | [7 empty] | FALSE | 1 | 1 | TRUE
618 | TOTT24-TOTT12 (Transformer) |  | 488 | 544 | 198 | 275 | 132 | 8.3648 | 0.179 | 0 | 0 | 0 | [7 empty] | FALSE | 1 | 1 | TRUE
619 | TRAW21-TRAW11 (Transformer) |  | 361 | 785 | 150 | 275 | 132 | 8.437 | 0.0937 | 0 | 0 | 0 | [7 empty] | FALSE | 1 | 1 | TRUE
620 | TRAW41-TRAW21 (Transformer) |  | 187 | 361 | 966 | 400 | 275 | 5 | 0.0132 | 0 | 0 | 0 | [7 empty] | FALSE | 1 | 1 | TRUE
621 | TRAW41-TRAW21 (Transformer) |  | 187 | 361 | 888 | 400 | 275 | 5 | 0.021 | 0 | 0 | 0 | [7 empty] | FALSE | 1 | 1 | TRUE
622 | TREM21-TREM31 (Transformer) |  | 393 | 813 | 116 | 275 | 33 | 17.894 | 0.4636 | 0 | 0 | 0 | [7 empty] | FALSE | 1 | 1 | TRUE
623 | TREM21-TREM31 (Transformer) |  | 393 | 813 | 115 | 275 | 33 | 20.7915 | 0.593 | 0 | 0 | 0 | [7 empty] | FALSE | 1 | 1 | TRUE
624 | TYNE21-TYNE11 (Transformer) |  | 478 | 722 | 279 | 275 | 132 | 8.0467 | 0.1221 | 0 | 0 | 0 | [7 empty] | FALSE | 1 | 1 | TRUE
625 | TYNE21-TYNE11 (Transformer) |  | 478 | 722 | 267 | 275 | 132 | 8.6331 | 0.1411 | 0 | 0 | 0 | [7 empty] | FALSE | 1 | 1 | TRUE
626 | TYNE21-TYNE51 (Transformer) |  | 478 | 848 | 44 | 275 | 11 | 35 | 1.2306 | 0 | 0 | 0 | [7 empty] | FALSE | 1 | 1 | TRUE
627 | TYNE2A-TYNE51 (Transformer) |  | 484 | 848 | 44 | 275 | 11 | 35 | 1.2306 | 0 | 0 | 0 | [7 empty] | FALSE | 1 | 1 | TRUE
628 | UPPB21-UPPB31 (Transformer) |  | 423 | 839 | 105 | 275 | 33 | 17.9527 | 0.5107 | 0 | 0 | 0 | [7 empty] | FALSE | 1 | 1 | TRUE
629 | UPPB21-UPPB31 (Transformer) |  | 423 | 839 | 105 | 275 | 33 | 17.894 | 0.4636 | 0 | 0 | 0 | [7 empty] | FALSE | 1 | 1 | TRUE
630 | UPPB22-UPPB11 (Transformer) |  | 326 | 700 | 262 | 275 | 132 | 8.4411 | 0.0979 | 0 | 0 | 0 | [7 empty] | FALSE | 1 | 1 | TRUE
631 | UPPB22-UPPB11 (Transformer) |  | 326 | 700 | 222 | 275 | 132 | 8.457 | 0.097 | 0 | 0 | 0 | [7 empty] | FALSE | 1 | 1 | TRUE
632 | USKM21-ALST31 (Transformer) |  | 360 | 822 | 116 | 275 | 33 | 18.2228 | 0.5135 | 0 | 0 | 0 | [7 empty] | FALSE | 1 | 1 | TRUE
633 | USKM21-ALST32 (Transformer) |  | 360 | 821 | 116 | 275 | 33 | 17.9527 | 0.5107 | 0 | 0 | 0 | [7 empty] | FALSE | 1 | 1 | TRUE
634 | USKM21-USKM11 (Transformer) |  | 360 | 543 | 312 | 275 | 132 | 8.0467 | 0.1221 | 0 | 0 | 0 | [7 empty] | FALSE | 1 | 1 | TRUE
635 | USKM21-USKM11 (Transformer) |  | 360 | 543 | 263 | 275 | 132 | 8.0467 | 0.1221 | 0 | 0 | 0 | [7 empty] | FALSE | 1 | 1 | TRUE
636 | USKM21-USKM12 (Transformer) |  | 360 | 590 | 263 | 275 | 132 | 8.0467 | 0.1221 | 0 | 0 | 0 | [7 empty] | FALSE | 1 | 1 | TRUE
637 | WALH41-PORH11 (Transformer) |  | 270 | 658 | 266 | 400 | 132 | 7.9231 | 0.103 | 0 | 0 | 0 | [7 empty] | FALSE | 1 | 1 | TRUE
638 | WALH41-PORH11 (Transformer) |  | 270 | 658 | 253 | 400 | 132 | 8.4008 | 0.1471 | 0 | 0 | 0 | [7 empty] | FALSE | 1 | 1 | TRUE
639 | WALH41-PORH11 (Transformer) |  | 270 | 658 | 240 | 400 | 132 | 7.8597 | 0.1036 | 0 | 0 | 0 | [7 empty] | FALSE | 1 | 1 | TRUE
640 | WALH41-PORH11 (Transformer) |  | 270 | 658 | 240 | 400 | 132 | 8.0197 | 0.1372 | 0 | 0 | 0 | [7 empty] | FALSE | 1 | 1 | TRUE
641 | WALP41-WALP11 (Transformer) |  | 36 | 705 | 274 | 400 | 132 | 7.891 | 0.1042 | 0 | 0 | 0 | [7 empty] | FALSE | 1 | 1 | TRUE
642 | WALP41-WALP11 (Transformer) |  | 36 | 705 | 278 | 400 | 132 | 7.9364 | 0.1304 | 0 | 0 | 0 | [7 empty] | FALSE | 1 | 1 | TRUE
643 | WALP41-WALP11 (Transformer) |  | 36 | 705 | 275 | 400 | 132 | 8.2849 | 0.1509 | 0 | 0 | 0 | [7 empty] | FALSE | 1 | 1 | TRUE
644 | WALP41-WALP11 (Transformer) |  | 36 | 705 | 275 | 400 | 132 | 8.0984 | 0.1621 | 0 | 0 | 0 | [7 empty] | FALSE | 1 | 1 | TRUE
645 | WALP41-WALP11 (Transformer) |  | 36 | 705 | 274 | 400 | 132 | 7.9134 | 0.1759 | 0 | 0 | 0 | [7 empty] | FALSE | 1 | 1 | TRUE
646 | WARL21-WARL11 (Transformer) |  | 354 | 581 | 278 | 275 | 132 | 8.6449 | 0.1266 | 0 | 0 | 0 | [7 empty] | FALSE | 1 | 1 | TRUE
647 | WARL21-WARL11 (Transformer) |  | 354 | 581 | 278 | 275 | 132 | 8.6449 | 0.1266 | 0 | 0 | 0 | [7 empty] | FALSE | 1 | 1 | TRUE
648 | WARL21-WARL11 (Transformer) |  | 354 | 581 | 264 | 275 | 132 | 8.6449 | 0.1266 | 0 | 0 | 0 | [7 empty] | FALSE | 1 | 1 | TRUE
649 | WASF2A-WASF1A (Transformer) |  | 467 | 746 | 207 | 275 | 132 | 7.9698 | 0.197 | 0 | 0 | 0 | [7 empty] | FALSE | 1 | 1 | TRUE
650 | WASF2B-WASF1B (Transformer) |  | 367 | 737 | 207 | 275 | 132 | 7.9698 | 0.197 | 0 | 0 | 0 | [7 empty] | FALSE | 1 | 1 | TRUE
651 | WATS21-WATS11 (Transformer) |  | 429 | 531 | 279 | 275 | 132 | 8.1742 | 0.1382 | 0 | 0 | 0 | [7 empty] | FALSE | 1 | 1 | TRUE
652 | WATS21-WATS12 (Transformer) |  | 429 | 578 | 127 | 275 | 132 | 11.136 | 0.3567 | 0 | 0 | 0 | [7 empty] | FALSE | 1 | 1 | TRUE
653 | WATS21-WATS12 (Transformer) |  | 429 | 578 | 126 | 275 | 132 | 11.136 | 0.3567 | 0 | 0 | 0 | [7 empty] | FALSE | 1 | 1 | TRUE
654 | WATS22-WATS11 (Transformer) |  | 410 | 531 | 266 | 275 | 132 | 8.4361 | 0.1392 | 0 | 0 | 0 | [7 empty] | FALSE | 1 | 1 | TRUE
655 | WATS22-WATS11 (Transformer) |  | 410 | 531 | 189 | 275 | 132 | 8.081 | 0.1923 | 0 | 0 | 0 | [7 empty] | FALSE | 1 | 1 | TRUE
656 | WBOL21-WBOL61 (Transformer) |  | 499 | 806 | 180 | 275 | 66 | 10.9763 | 0.1809 | 0 | 0 | 0 | [7 empty] | FALSE | 1 | 1 | TRUE
657 | WBOL21-WBOL61 (Transformer) |  | 499 | 806 | 134 | 275 | 66 | 16.5344 | 0.4736 | 0 | 0 | 0 | [7 empty] | FALSE | 1 | 1 | TRUE
658 | WBOL21-WBOL61 (Transformer) |  | 499 | 806 | 127 | 275 | 66 | 16.7215 | 0.3726 | 0 | 0 | 0 | [7 empty] | FALSE | 1 | 1 | TRUE
659 | WBOL21-WBOL61 (Transformer) |  | 499 | 806 | 127 | 275 | 66 | 16.7215 | 0.3726 | 0 | 0 | 0 | [7 empty] | FALSE | 1 | 1 | TRUE
660 | WBUR42-WBUR11 (Transformer) |  | 20 | 775 | 263 | 400 | 132 | 8.6648 | 0.1175 | 0 | 0 | 0 | [7 empty] | FALSE | 1 | 1 | TRUE
661 | WBUR42-WBUR12 (Transformer) |  | 20 | 732 | 265 | 400 | 132 | 8.6648 | 0.1175 | 0 | 0 | 0 | [7 empty] | FALSE | 1 | 1 | TRUE
662 | WHAM41-WHAM11 (Transformer) |  | 117 | 701 | 263 | 400 | 132 | 7.9231 | 0.103 | 0 | 0 | 0 | [7 empty] | FALSE | 1 | 1 | TRUE
663 | WHAM41-WHAM12 (Transformer) |  | 117 | 600 | 271 | 400 | 132 | 7.9231 | 0.103 | 0 | 0 | 0 | [7 empty] | FALSE | 1 | 1 | TRUE
664 | WHAM41-WHAM12 (Transformer) |  | 117 | 600 | 263 | 400 | 132 | 7.9352 | 0.1057 | 0 | 0 | 0 | [7 empty] | FALSE | 1 | 1 | TRUE
665 | WHAM41-WHAM4A (Transformer) |  | 117 | 108 | 2000 | 400 | 400 | 5 | 0.001 | 0 | 0 | 0 | [7 empty] | FALSE | 1 | 1 | TRUE
666 | WHAM41-WHAM4B (Transformer) |  | 117 | 232 | 2000 | 400 | 400 | 5 | 0.001 | 0 | 0 | 0 | [7 empty] | FALSE | 1 | 1 | TRUE
667 | WHGA21-WHGA11 (Transformer) |  | 358 | 682 | 279 | 275 | 132 | 8.097 | 0.1623 | 0 | 0 | 0 | [7 empty] | FALSE | 1 | 1 | TRUE
668 | WHGA21-WHGA11 (Transformer) |  | 358 | 682 | 279 | 275 | 132 | 8.097 | 0.1623 | 0 | 0 | 0 | [7 empty] | FALSE | 1 | 1 | TRUE
669 | WHGA21-WHGA11 (Transformer) |  | 358 | 682 | 279 | 275 | 132 | 8.097 | 0.1623 | 0 | 0 | 0 | [7 empty] | FALSE | 1 | 1 | TRUE
670 | WHSO21-WHSO2A (Transformer) |  | 513 | 395 | 750 | 275 | 275 | 5 | 0.005 | 0 | 0 | 0 | [7 empty] | FALSE | 1 | 1 | TRUE
671 | WHSO21-WHSO31 (Transformer) |  | 513 | 842 | 100 | 275 | 33 | 19.1375 | 0.5913 | 0 | 0 | 0 | [7 empty] | FALSE | 1 | 1 | TRUE
672 | WHSO21-WHSO31 (Transformer) |  | 513 | 842 | 100 | 275 | 33 | 19.1375 | 0.5913 | 0 | 0 | 0 | [7 empty] | FALSE | 1 | 1 | TRUE
673 | WHSO21-WHSO32 (Transformer) |  | 513 | 820 | 100 | 275 | 33 | 19.1375 | 0.5913 | 0 | 0 | 0 | [7 empty] | FALSE | 1 | 1 | TRUE
674 | WHSO22-WHSO2B (Transformer) |  | 383 | 385 | 750 | 275 | 275 | 5 | 0.005 | 0 | 0 | 0 | [7 empty] | FALSE | 1 | 1 | TRUE
675 | WHSO22-WHSO32 (Transformer) |  | 383 | 820 | 100 | 275 | 33 | 19.0842 | 0.5913 | 0 | 0 | 0 | [7 empty] | FALSE | 1 | 1 | TRUE
676 | WHSO41-WHSO22 (Transformer) |  | 315 | 383 | 886 | 400 | 275 | 5 | 0.0185 | 0 | 0 | 0 | [7 empty] | FALSE | 1 | 1 | TRUE
677 | WIBA21-WIBA31 (Transformer) |  | 527 | 830 | 114 | 275 | 33 | 25.9931 | 0.6006 | 0 | 0 | 0 | [7 empty] | FALSE | 1 | 1 | TRUE
678 | WIBA21-WIBA31 (Transformer) |  | 527 | 830 | 114 | 275 | 33 | 25.9931 | 0.6006 | 0 | 0 | 0 | [7 empty] | FALSE | 1 | 1 | TRUE
679 | WIEN2A-WIEN11 (Transformer) |  | 463 | 541 | 240 | 275 | 132 | 8.1202 | 0.1 | 0 | 0 | 0 | [7 empty] | FALSE | 1 | 1 | TRUE
680 | WIEN2B-WIEN11 (Transformer) |  | 421 | 541 | 296 | 275 | 132 | 8.0648 | 0.1366 | 0 | 0 | 0 | [7 empty] | FALSE | 1 | 1 | TRUE
681 | WILE41-WILL11 (Transformer) |  | 42 | 630 | 271 | 400 | 132 | 7.8493 | 0.1046 | 0 | 0 | 0 | [7 empty] | FALSE | 1 | 1 | TRUE
682 | WILE41-WILL11 (Transformer) |  | 42 | 630 | 269 | 400 | 132 | 7.8698 | 0.1303 | 0 | 0 | 0 | [7 empty] | FALSE | 1 | 1 | TRUE
683 | WILE41-WILL12 (Transformer) |  | 42 | 647 | 278 | 400 | 132 | 8.3458 | 0.1035 | 0 | 0 | 0 | [7 empty] | FALSE | 1 | 1 | TRUE
684 | WILE41-WILL21 (Transformer) |  | 42 | 377 | 686 | 400 | 275 | 5 | 0.0268 | 0 | 0 | 0 | [7 empty] | FALSE | 1 | 1 | TRUE
685 | WILL21-WILL11 (Transformer) |  | 377 | 630 | 140 | 275 | 132 | 12.2467 | 0.2847 | 0 | 0 | 0 | [7 empty] | FALSE | 1 | 1 | TRUE
686 | WILL21-WILL12 (Transformer) |  | 377 | 647 | 140 | 275 | 132 | 12.2467 | 0.2847 | 0 | 0 | 0 | [7 empty] | FALSE | 1 | 1 | TRUE
687 | WILT2A-GRST61 (Transformer) |  | 440 | 794 | 207 | 275 | 66 | 12.4456 | 0.3151 | 0 | 0 | 0 | [7 empty] | FALSE | 1 | 1 | TRUE
688 | WILT2B-GRST61 (Transformer) |  | 443 | 794 | 207 | 275 | 66 | 12.4456 | 0.3151 | 0 | 0 | 0 | [7 empty] | FALSE | 1 | 1 | TRUE
689 | WILT2C-GRST61 (Transformer) |  | 501 | 794 | 198 | 275 | 66 | 10.8456 | 0.2275 | 0 | 0 | 0 | [7 empty] | FALSE | 1 | 1 | TRUE
690 | WILT2D-GRST61 (Transformer) |  | 331 | 794 | 206 | 275 | 66 | 12.4333 | 0.2972 | 0 | 0 | 0 | [7 empty] | FALSE | 1 | 1 | TRUE
691 | WIMB41-WIMB11 (Transformer) |  | 160 | 554 | 240 | 400 | 132 | 7.753 | 0.1366 | 0 | 0 | 0 | [7 empty] | FALSE | 1 | 1 | TRUE
692 | WIMB41-WIMB11 (Transformer) |  | 160 | 554 | 240 | 400 | 132 | 7.8698 | 0.1303 | 0 | 0 | 0 | [7 empty] | FALSE | 1 | 1 | TRUE
693 | WIMB41-WIMB11 (Transformer) |  | 160 | 554 | 240 | 400 | 132 | 7.8698 | 0.1303 | 0 | 0 | 0 | [7 empty] | FALSE | 1 | 1 | TRUE
694 | WIMB41-WIMB11 (Transformer) |  | 160 | 554 | 240 | 400 | 132 | 7.753 | 0.1354 | 0 | 0 | 0 | [7 empty] | FALSE | 1 | 1 | TRUE
695 | WIMB41-WIMB11 (Transformer) |  | 160 | 554 | 240 | 400 | 132 | 7.8698 | 0.1303 | 0 | 0 | 0 | [7 empty] | FALSE | 1 | 1 | TRUE
696 | WIMB41-WIMB21 (Transformer) |  | 160 | 362 | 950 | 400 | 275 | 5 | 0.014 | 0 | 0 | 0 | [7 empty] | FALSE | 1 | 1 | TRUE
697 | WISD21-WISD11 (Transformer) |  | 465 | 612 | 240 | 275 | 132 | 7.8956 | 0.1845 | 0 | 0 | 0 | [7 empty] | FALSE | 1 | 1 | TRUE
698 | WISD21-WISD11 (Transformer) |  | 465 | 612 | 257 | 275 | 132 | 7.9774 | 0.167 | 0 | 0 | 0 | [7 empty] | FALSE | 1 | 1 | TRUE
699 | WISD21-WISD11 (Transformer) |  | 465 | 612 | 240 | 275 | 132 | 7.9774 | 0.167 | 0 | 0 | 0 | [7 empty] | FALSE | 1 | 1 | TRUE
700 | WISD21-WISD11 (Transformer) |  | 465 | 612 | 240 | 275 | 132 | 8.433 | 0.0723 | 0 | 0 | 0 | [7 empty] | FALSE | 1 | 1 | TRUE
701 | WISD21-WISD2A (Transformer) |  | 465 | 466 | 750 | 275 | 275 | 5 | 0.002 | 0 | 0 | 0 | [7 empty] | FALSE | 1 | 1 | TRUE
702 | WISD21-WISD61 (Transformer) |  | 465 | 804 | 201 | 275 | 66 | 14.3298 | 0.3204 | 0 | 0 | 0 | [7 empty] | FALSE | 1 | 1 | TRUE
703 | WISD21-WISD61 (Transformer) |  | 465 | 804 | 200 | 275 | 66 | 14.3298 | 0.3204 | 0 | 0 | 0 | [7 empty] | FALSE | 1 | 1 | TRUE
704 | WISD21-WISD61 (Transformer) |  | 465 | 804 | 200 | 275 | 66 | 14.3298 | 0.3204 | 0 | 0 | 0 | [7 empty] | FALSE | 1 | 1 | TRUE
705 | WISD41-WISD21 (Transformer) |  | 295 | 465 | 949 | 400 | 275 | 5 | 0.0152 | 0 | 0 | 0 | [7 empty] | FALSE | 1 | 1 | TRUE
706 | WISD42-WISD21 (Transformer) |  | 124 | 465 | 949 | 400 | 275 | 5 | 0.0152 | 0 | 0 | 0 | [7 empty] | FALSE | 1 | 1 | TRUE
707 | WMEL21-WMEL11 (Transformer) |  | 446 | 572 | 130 | 275 | 132 | 12.2479 | 0.2264 | 0 | 0 | 0 | [7 empty] | FALSE | 1 | 1 | TRUE
708 | WMEL21-WMEL11 (Transformer) |  | 446 | 572 | 130 | 275 | 132 | 12.2479 | 0.2264 | 0 | 0 | 0 | [7 empty] | FALSE | 1 | 1 | TRUE
709 | WMEL21-WMEL11 (Transformer) |  | 446 | 572 | 129 | 275 | 132 | 12.2479 | 0.2264 | 0 | 0 | 0 | [7 empty] | FALSE | 1 | 1 | TRUE
710 | WMEL21-WMEL11 (Transformer) |  | 446 | 572 | 129 | 275 | 132 | 12.2479 | 0.2264 | 0 | 0 | 0 | [7 empty] | FALSE | 1 | 1 | TRUE
711 | WMEL21-WMEL12 (Transformer) |  | 446 | 761 | 199 | 275 | 132 | 8.2209 | 0.1492 | 0 | 0 | 0 | [7 empty] | FALSE | 1 | 1 | TRUE
712 | WMEL21-WMEL12 (Transformer) |  | 446 | 761 | 199 | 275 | 132 | 8.2209 | 0.1492 | 0 | 0 | 0 | [7 empty] | FALSE | 1 | 1 | TRUE
713 | WMEL21-WMEL12 (Transformer) |  | 446 | 761 | 197 | 275 | 132 | 8.2361 | 0.1923 | 0 | 0 | 0 | [7 empty] | FALSE | 1 | 1 | TRUE
714 | WTHU4A-WTHU31 (Transformer) |  | 151 | 845 | 100 | 400 | 33 | 31.2457 | 0.5201 | 0 | 0 | 0 | [7 empty] | FALSE | 1 | 1 | TRUE
715 | WTHU4B-WTHU31 (Transformer) |  | 325 | 845 | 100 | 400 | 33 | 31.2457 | 0.5201 | 0 | 0 | 0 | [7 empty] | FALSE | 1 | 1 | TRUE
716 | WWEY21-WWEY11 (Transformer) |  | 442 | 532 | 280 | 275 | 132 | 8.097 | 0.2188 | 0 | 0 | 0 | [7 empty] | FALSE | 1 | 1 | TRUE
717 | WWEY21-WWEY12 (Transformer) |  | 442 | 719 | 250 | 275 | 132 | 8.4614 | 0.1382 | 0 | 0 | 0 | [7 empty] | FALSE | 1 | 1 | TRUE
718 | WWEY22-WWEY12 (Transformer) |  | 508 | 719 | 240 | 275 | 132 | 8.4489 | 0.1382 | 0 | 0 | 0 | [7 empty] | FALSE | 1 | 1 | TRUE
719 | WWEY4A-WWEY21 (Transformer) |  | 168 | 442 | 750 | 400 | 275 | 5 | 0.017 | 0 | 0 | 0 | [7 empty] | FALSE | 1 | 1 | TRUE
720 | WWEY4A-WWEY22 (Transformer) |  | 168 | 508 | 886 | 400 | 275 | 5 | 0.0185 | 0 | 0 | 0 | [7 empty] | FALSE | 1 | 1 | TRUE
721 | WWEY4B-WWEY21 (Transformer) |  | 116 | 442 | 845 | 400 | 275 | 5 | 0.0178 | 0 | 0 | 0 | [7 empty] | FALSE | 1 | 1 | TRUE
722 | WWEY4B-WWEY2A (Transformer) |  | 116 | 332 | 845 | 400 | 275 | 5 | 0.0178 | 0 | 0 | 0 | [7 empty] | FALSE | 1 | 1 | TRUE
723 | WYLF41-WYLF11 (Transformer) |  | 193 | 690 | 276 | 400 | 132 | 8.2849 | 0.1509 | 0 | 0 | 0 | [7 empty] | FALSE | 1 | 1 | TRUE
724 | WYLF41-WYLF11 (Transformer) |  | 193 | 690 | 276 | 400 | 132 | 8.2849 | 0.1509 | 0 | 0 | 0 | [7 empty] | FALSE | 1 | 1 | TRUE
725 | WYLF41-WYLF11 (Transformer) |  | 193 | 690 | 269 | 400 | 132 | 8.3873 | 0.1229 | 0 | 0 | 0 | [7 empty] | FALSE | 1 | 1 | TRUE
726 | WYMO41-WYMO11 (Transformer) |  | 307 | 779 | 273 | 400 | 132 | 7.8698 | 0.1303 | 0 | 0 | 0 | [7 empty] | FALSE | 1 | 1 | TRUE
727 | WYMO41-WYMO11 (Transformer) |  | 307 | 779 | 273 | 400 | 132 | 8.2849 | 0.1509 | 0 | 0 | 0 | [7 empty] | FALSE | 1 | 1 | TRUE
728 | WYMO41-WYMO11 (Transformer) |  | 307 | 779 | 273 | 400 | 132 | 8.2849 | 0.1509 | 0 | 0 | 0 | [7 empty] | FALSE | 1 | 1 | TRUE
729 | WYMO41-WYMO11 (Transformer) |  | 307 | 779 | 273 | 400 | 132 | 7.8698 | 0.1303 | 0 | 0 | 0 | [7 empty] | FALSE | 1 | 1 | TRUE
730 | BARK22-BARK11 (Transformer) |  | 469 | 697 | 240 | 275 | 132 | 8.3927 | 0.1183 | 0 | 0 | 0 | [7 empty] | FALSE | 1 | 1 | TRUE
731 | BRIN41-BRIN22 (Transformer) |  | 276 | 456 | 1100 | 400 | 275 | 5 | 0.0133 | 0 | 0 | 0 | [7 empty] | FALSE | 1 | 1 | TRUE
732 | BRWA4A-BRWA11 (Transformer) |  | 202 | 585 | 240 | 400 | 132 | 8.2285 | 0.1047 | 0 | 0 | 0 | [7 empty] | FALSE | 1 | 1 | TRUE
733 | CITR41-CITR12 (Transformer) |  | 43 | 571 | 278 | 400 | 132 | 8.2492 | 0.1132 | 0 | 0 | 0 | [7 empty] | FALSE | 1 | 1 | TRUE
734 | IVER4A-IVER22 (Transformer) |  | 69 | 490 | 1100 | 400 | 275 | 5 | 0.0133 | 0 | 0 | 0 | [7 empty] | FALSE | 1 | 1 | TRUE
735 | LALE21-LALE31 (Transformer) |  | 458 | 825 | 120 | 275 | 33 | 24.6692 | 0.4848 | 0 | 0 | 0 | [7 empty] | FALSE | 1 | 1 | TRUE
736 | LALE21-LALE31 (Transformer) |  | 458 | 825 | 120 | 275 | 33 | 24.6692 | 0.4848 | 0 | 0 | 0 | [7 empty] | FALSE | 1 | 1 | TRUE
737 | LHOR4A-LHOR11 (Transformer) |  | 240 | 560 | 240 | 400 | 132 | 8.1976 | 0.1373 | 0 | 0 | 0 | [7 empty] | FALSE | 1 | 1 | TRUE
738 | LHOR4B-LHOR11 (Transformer) |  | 216 | 560 | 240 | 400 | 132 | 7.9515 | 0.1307 | 0 | 0 | 0 | [7 empty] | FALSE | 1 | 1 | TRUE
739 | OLDB2A-OLDB11 (Transformer) |  | 481 | 584 | 261 | 275 | 132 | 8.6081 | 0.1594 | 0 | 0 | 0 | [7 empty] | FALSE | 1 | 1 | TRUE
740 | SAFO41-SAFO11 (Transformer) |  | 165 | 577 | 240 | 400 | 132 | 8.1656 | 0.1054 | 0 | 0 | 0 | [7 empty] | FALSE | 1 | 1 | TRUE
741 | SAFO41-SAFO11 (Transformer) |  | 165 | 577 | 240 | 400 | 132 | 8.1606 | 0.1054 | 0 | 0 | 0 | [7 empty] | FALSE | 1 | 1 | TRUE
742 | TRAW21-TRAW11 (Transformer) |  | 361 | 785 | 240 | 275 | 132 | 8.1994 | 0.1004 | 0 | 0 | 0 | [7 empty] | FALSE | 1 | 1 | TRUE
743 | WHAM41-WHAM11 (Transformer) |  | 117 | 701 | 264 | 400 | 132 | 7.9352 | 0.1057 | 0 | 0 | 0 | [7 empty] | FALSE | 1 | 1 | TRUE
744 | WWEY22-WWEY11 (Transformer) |  | 508 | 532 | 240 | 275 | 132 | 8.1333 | 0.1007 | 0 | 0 | 0 | [7 empty] | FALSE | 1 | 1 | TRUE
745 | BRWA41-BRWA11 (Transformer) |  | 57 | 585 | 240 | 400 | 132 | 8.2285 | 0.1047 | 0 | 0 | 0 | [7 empty] | FALSE | 1 | 1 | TRUE
746 | CITR41-CITR12 (Transformer) |  | 43 | 571 | 278 | 400 | 132 | 8.2492 | 0.1132 | 0 | 0 | 0 | [7 empty] | FALSE | 1 | 1 | TRUE
747 | COVE21-COVE12 (Transformer) |  | 413 | 666 | 240 | 275 | 132 | 8.1994 | 0.1004 | 0 | 0 | 0 | [7 empty] | FALSE | 1 | 1 | TRUE
748 | MILH21-MILH11 (Transformer) |  | 504 | 787 | 240 | 275 | 132 | 8.1994 | 0.1004 | 0 | 0 | 0 | [7 empty] | FALSE | 1 | 1 | TRUE
749 | WIMB41-WIMB11 (Transformer) |  | 160 | 554 | 240 | 400 | 132 | 7.8698 | 0.1303 | 0 | 0 | 0 | [7 empty] | FALSE | 1 | 1 | TRUE
750 | WIMB41-WIMB21 (Transformer) |  | 160 | 362 | 950 | 400 | 275 | 5 | 0.014 | 0 | 0 | 0 | [7 empty] | FALSE | 1 | 1 | TRUE
751 | BENR41-BENR11 (Transformer) |  | 324 | 739 | 240 | 400 | 132 | 7.8698 | 0.1303 | 0 | 0 | 0 | [7 empty] | FALSE | 1 | 1 | TRUE
752 | BENR41-BENR11 (Transformer) |  | 324 | 739 | 240 | 400 | 132 | 7.8698 | 0.1303 | 0 | 0 | 0 | [7 empty] | FALSE | 1 | 1 | TRUE
753 | CITR41-CITR11 (Transformer) |  | 43 | 553 | 278 | 400 | 132 | 8.2492 | 0.1132 | 0 | 0 | 0 | [7 empty] | FALSE | 1 | 1 | TRUE
754 | HARG41-HARG11 (Transformer) |  | 287 | 786 | 240 | 400 | 132 | 7.4973 | 0.148 | 0 | 0 | 0 | [7 empty] | FALSE | 1 | 1 | TRUE
755 | HARG41-HARG11 (Transformer) |  | 287 | 786 | 240 | 400 | 132 | 7.4973 | 0.148 | 0 | 0 | 0 | [7 empty] | FALSE | 1 | 1 | TRUE
756 | HARG41-HARG11 (Transformer) |  | 287 | 786 | 240 | 400 | 132 | 7.4973 | 0.148 | 0 | 0 | 0 | [7 empty] | FALSE | 1 | 1 | TRUE
757 | HARG41-HARG11 (Transformer) |  | 287 | 786 | 240 | 400 | 132 | 7.4973 | 0.148 | 0 | 0 | 0 | [7 empty] | FALSE | 1 | 1 | TRUE
758 | HARG41-HARG11 (Transformer) |  | 287 | 786 | 240 | 400 | 132 | 7.4973 | 0.148 | 0 | 0 | 0 | [7 empty] | FALSE | 1 | 1 | TRUE
759 | HARG41-HARG11 (Transformer) |  | 287 | 786 | 240 | 400 | 132 | 7.4973 | 0.148 | 0 | 0 | 0 | [7 empty] | FALSE | 1 | 1 | TRUE
760 | HARG41-HARK21 (Transformer) |  | 287 | 372 | 1100 | 400 | 275 | 5 | 0.0152 | 0 | 0 | 0 | [7 empty] | FALSE | 1 | 1 | TRUE
761 | HARG41-HARK21 (Transformer) |  | 287 | 372 | 1100 | 400 | 275 | 5 | 0.0152 | 0 | 0 | 0 | [7 empty] | FALSE | 1 | 1 | TRUE
762 | NEWX41-NEWX21 (Transformer) |  | 303 | 388 | 1100 | 400 | 275 | 5 | 0.0132 | 0 | 0 | 0 | [7 empty] | FALSE | 1 | 1 | TRUE
763 | NEWX4A-NEWX21 (Transformer) |  | 260 | 388 | 1100 | 400 | 275 | 5 | 0.0132 | 0 | 0 | 0 | [7 empty] | FALSE | 1 | 1 | TRUE
764 | BRIM4C-BRIM11 (Transformer) |  | 183 | 646 | 262 | 400 | 132 | 7.974 | 0.1264 | 0 | 0 | 0 | [7 empty] | FALSE | 1 | 1 | TRUE
765 | BRIM4D-BRIM11 (Transformer) |  | 248 | 646 | 262 | 400 | 132 | 7.974 | 0.1264 | 0 | 0 | 0 | [7 empty] | FALSE | 1 | 1 | TRUE
766 | HACK41-HACK61 (Transformer) |  | 161 | 802 | 278 | 400 | 66 | 12.1324 | 0.1529 | 0 | 0 | 0 | [7 empty] | FALSE | 1 | 1 | TRUE
767 | HACK41-HACK61 (Transformer) |  | 161 | 802 | 278 | 400 | 66 | 12.1324 | 0.1529 | 0 | 0 | 0 | [7 empty] | FALSE | 1 | 1 | TRUE
768 | HARG41-HARG11 (Transformer) |  | 287 | 786 | 1100 | 400 | 132 | 5 | 0.0152 | 0 | 0 | 0 | [7 empty] | FALSE | 1 | 1 | TRUE
769 | HAWP41-HAWP21 (Transformer) |  | 4 | 475 | 1000 | 400 | 275 | 5 | 0.0132 | 0 | 0 | 0 | [7 empty] | FALSE | 1 | 1 | TRUE
770 | MONF42-MONF22 (Transformer) |  | 60 | 506 | 1000 | 400 | 275 | 5 | 0.0176 | 0 | 0 | 0 | [7 empty] | FALSE | 1 | 1 | TRUE
771 | MONF42-MONF2A (Transformer) |  | 60 | 521 | 1100 | 400 | 275 | 5 | 0.0152 | 0 | 0 | 0 | [7 empty] | FALSE | 1 | 1 | TRUE
772 | MONF42-MONF2A (Transformer) |  | 60 | 521 | 1100 | 400 | 275 | 5 | 0.0152 | 0 | 0 | 0 | [7 empty] | FALSE | 1 | 1 | TRUE
773 | MONF42-MONF2B (Transformer) |  | 60 | 403 | 1100 | 400 | 275 | 5 | 0.0152 | 0 | 0 | 0 | [7 empty] | FALSE | 1 | 1 | TRUE
774 | MONF42-MONF2B (Transformer) |  | 60 | 403 | 1100 | 400 | 275 | 5 | 0.0152 | 0 | 0 | 0 | [7 empty] | FALSE | 1 | 1 | TRUE
775 | PELH41-PELH4A (Transformer) |  | 33 | 290 | 2750 | 400 | 400 | 5 | 0.0071 | 0 | 0 | 0 | [7 empty] | FALSE | 1 | 1 | TRUE
776 | PELH41-PELH4B (Transformer) |  | 33 | 101 | 2750 | 400 | 400 | 5 | 0.0071 | 0 | 0 | 0 | [7 empty] | FALSE | 1 | 1 | TRUE
777 | TWIN4A-TWIN11 (Transformer) |  | 153 | 582 | 278 | 400 | 132 | 8.1976 | 0.1373 | 0 | 0 | 0 | [7 empty] | FALSE | 1 | 1 | TRUE
778 | TWIN4B -TWIN11 (Transformer) |  | 170 | 582 | 278 | 400 | 132 | 8.1976 | 0.1373 | 0 | 0 | 0 | [7 empty] | FALSE | 1 | 1 | TRUE
779 | WALX41-WALX2A (Transformer) |  | 91 | 356 | 1136 | 400 | 275 | 5 | 0.0176 | 0 | 0 | 0 | [7 empty] | FALSE | 1 | 1 | TRUE
780 | WALX41-WALX2B (Transformer) |  | 91 | 436 | 1136 | 400 | 275 | 5 | 0.0176 | 0 | 0 | 0 | [7 empty] | FALSE | 1 | 1 | TRUE
781 | YORK4A-OVER21 (Transformer) |  | 125 | 397 | 1100 | 400 | 275 | 5 | 0.0152 | 0 | 0 | 0 | [7 empty] | FALSE | 1 | 1 | TRUE
782 | YORK4A-OVER21 (Transformer) |  | 125 | 397 | 1100 | 400 | 275 | 5 | 0.0152 | 0 | 0 | 0 | [7 empty] | FALSE | 1 | 1 | TRUE
783 | YORK4B-OVER21 (Transformer) |  | 68 | 397 | 1100 | 400 | 275 | 5 | 0.0152 | 0 | 0 | 0 | [7 empty] | FALSE | 1 | 1 | TRUE
784 | YORK4B-OVER21 (Transformer) |  | 68 | 397 | 1100 | 400 | 275 | 5 | 0.0152 | 0 | 0 | 0 | [7 empty] | FALSE | 1 | 1 | TRUE

## impedance
| name | from_bus | to_bus | rft_pu | xft_pu | rtf_pu | xtf_pu | sn_mva | in_service
0 | DIDC41-DIDC41 (Series Reactor) | 157 | 157 | 0.63 | 50 | 0.63 | 50 | 2640 | TRUE
1 | DRAX41-DRAX42 (Series Reactor) | 302 | 150 | 0.6 | 200 | 0.6 | 200 | 1320 | TRUE
2 | ELST41-ELST4A (Series Reactor) | 163 | 213 | 1.25 | 100 | 1.25 | 100 | 2000 | TRUE
3 | FIDF21-FIDF21 (Series Reactor) | 387 | 387 | 1.25 | 100 | 1.25 | 100 | 750 | TRUE
4 | FIDF21-FIDF21 (Series Reactor) | 387 | 387 | 1.25 | 100 | 1.25 | 100 | 750 | TRUE
5 | GRAI41-GRAI41 (Series Reactor) | 235 | 235 | 0.27 | 230.91 | 0.27 | 230.91 | 2002 | TRUE
6 | GRAI41-GRAI41 (Zero Length) | 235 | 235 | 0.0001 | 0.0001 | 0.0001 | 0.0001 | 2971 | TRUE
7 | GRAI41-GRAI41 (Zero Length) | 235 | 235 | 0.0001 | 0.0001 | 0.0001 | 0.0001 | 2971 | TRUE
8 | GRAI41-GRAI41 (Zero Length) | 235 | 235 | 0.0001 | 0.0001 | 0.0001 | 0.0001 | 2971 | TRUE
9 | HUTT41-HUTT42 (Series Capacitor) | 215 | 244 | 0.0001 | 0.0001 | 0.0001 | 0.0001 | 99999 | TRUE
10 | HUTT41-HUTT43 (Series Capacitor) | 215 | 76 | 0.0001 | 0.0001 | 0.0001 | 0.0001 | 99999 | TRUE
11 | KILL41-KILL41 (Series Reactor) | 118 | 118 | 0.0001 | 100 | 0.0001 | 100 | 2750 | TRUE
12 | KINO41-KINO41 (Series Reactor) | 21 | 21 | 0.27 | 200 | 0.27 | 200 | 2002 | TRUE
13 | KINO41-KINO41 (Series Reactor) | 21 | 21 | 0.27 | 200 | 0.27 | 200 | 2002 | TRUE
14 | LISD21-LISD2A (Series Reactor) | 405 | 483 | 1.73 | 138.7 | 1.73 | 138.7 | 740 | TRUE
15 | MANN41-MANN41 (Zero Length) | 273 | 273 | 0.0001 | 0.0001 | 0.0001 | 0.0001 | 2971 | TRUE
16 | MANN41-MANN41 (Zero Length) | 273 | 273 | 0.0001 | 0.0001 | 0.0001 | 0.0001 | 2971 | TRUE
17 | MARH41-MARH4A (Zero Length) | 154 | 52 | 0.0001 | 0.0001 | 0.0001 | 0.0001 | 2860 | TRUE
18 | MARH42-MARH4B (Zero Length) | 122 | 312 | 0.0001 | 0.0001 | 0.0001 | 0.0001 | 2860 | TRUE
19 | NECT41-NECT4A (Zero Length) | 190 | 246 | 0.0001 | 0.0001 | 0.0001 | 0.0001 | 1250 | TRUE
20 | NECT41-NECT4B (Zero Length) | 190 | 97 | 0.0001 | 0.0001 | 0.0001 | 0.0001 | 3100 | TRUE
21 | PEWO2A-PEWO2C (SSSC) | 428 | 464 | 0.0001 | 0.0001 | 0.0001 | 0.0001 | 99999 | TRUE
22 | PEWO2B-PEWO2D (SSSC) | 339 | 420 | 0.0001 | 0.0001 | 0.0001 | 0.0001 | 99999 | TRUE
23 | SALH41-SALH42 (SSSC) | 12 | 208 | 0.0001 | 0.0001 | 0.0001 | 0.0001 | 99999 | TRUE
24 | SELL4A-SELL4A (Series Reactor) | 252 | 252 | 1.25 | 100 | 1.25 | 100 | 1860 | TRUE
25 | TOTT2A-TOTT22 (Zero Length) | 414 | 334 | 0.0001 | 0.0001 | 0.0001 | 0.0001 | 904 | TRUE
26 | TOTT2A-TOTT24 (Zero Length) | 414 | 488 | 0.0001 | 0.0001 | 0.0001 | 0.0001 | 830 | TRUE
27 | TOTT2B-TOTT21 (Zero Length) | 341 | 510 | 0.0001 | 0.0001 | 0.0001 | 0.0001 | 904 | TRUE
28 | TOTT2B-TOTT23 (Zero Length) | 341 | 369 | 0.0001 | 0.0001 | 0.0001 | 0.0001 | 830 | TRUE
29 | USKM11-USKM12 (Series Reactor) | 543 | 590 | 25 | 2000 | 25 | 2000 | 90 | TRUE
30 | WBUR41-WBUR42 (Series Reactor) | 203 | 20 | 0.26 | 231.69 | 0.26 | 231.69 | 1500 | TRUE
31 | WTHU4C-WTHU4E (Series Reactor) | 145 | 34 | 0.0001 | 100 | 0.0001 | 100 | 2400 | TRUE
32 | WTHU4D-WTHU4F (Series Reactor) | 301 | 26 | 0.0001 | 100 | 0.0001 | 100 | 2400 | TRUE
33 | SHUR41-SHUR41 (Series Reactor) | 245 | 245 | 0.0001 | 200 | 0.0001 | 200 | 2400 | TRUE
34 | BLYT21-BLYT22 (SSSC) | 432 | 503 | 0.0001 | 0.0001 | 0.0001 | 0.0001 | 99999 | TRUE
35 | BLYT21-BLYT23 (SSSC) | 432 | 333 | 0.0001 | 0.0001 | 0.0001 | 0.0001 | 99999 | TRUE
36 | KEAD43-KEAD44 (SSSC) | 73 | 39 | 0.0001 | 0.0001 | 0.0001 | 0.0001 | 99999 | TRUE
37 | TILB41-TILB42 (SSSC) | 22 | 109 | 0.0001 | 0.0001 | 0.0001 | 0.0001 | 99999 | TRUE
38 | TILB41-TILB43 (SSSC) | 22 | 18 | 0.0001 | 0.0001 | 0.0001 | 0.0001 | 99999 | TRUE
39 | TILB41-TILB44 (SSSC) | 22 | 228 | 0.0001 | 0.0001 | 0.0001 | 0.0001 | 99999 | TRUE
40 | CREB41-CREB42 (Zero Length) | 53 | 119 | 0.0001 | 0.0001 | 0.0001 | 0.0001 | 1386 | TRUE
41 | CREB41-CREB42 (Zero Length) | 53 | 119 | 0.0001 | 0.0001 | 0.0001 | 0.0001 | 1386 | TRUE

## line_std_types
| c_nf_per_km | r_ohm_per_km | x_ohm_per_km | max_i_ka | type | q_mm2 | alpha
NAYY 4x50 SE | 210 | 0.642 | 0.083 | 0.142 | cs | 50 | 0.00403
NAYY 4x120 SE | 264 | 0.225 | 0.08 | 0.242 | cs | 120 | 0.00403
NAYY 4x150 SE | 261 | 0.208 | 0.08 | 0.27 | cs | 150 | 0.00403
NA2XS2Y 1x95 RM/25 12/20 kV | 216 | 0.313 | 0.132 | 0.252 | cs | 95 | 0.00403
NA2XS2Y 1x185 RM/25 12/20 kV | 273 | 0.161 | 0.117 | 0.362 | cs | 185 | 0.00403
NA2XS2Y 1x240 RM/25 12/20 kV | 304 | 0.122 | 0.112 | 0.421 | cs | 240 | 0.00403
NA2XS2Y 1x95 RM/25 6/10 kV | 315 | 0.313 | 0.123 | 0.249 | cs | 95 | 0.00403
NA2XS2Y 1x185 RM/25 6/10 kV | 406 | 0.161 | 0.11 | 0.358 | cs | 185 | 0.00403
NA2XS2Y 1x240 RM/25 6/10 kV | 456 | 0.122 | 0.105 | 0.416 | cs | 240 | 0.00403
NA2XS2Y 1x150 RM/25 12/20 kV | 250 | 0.206 | 0.116 | 0.319 | cs | 150 | 0.00403
NA2XS2Y 1x120 RM/25 12/20 kV | 230 | 0.253 | 0.119 | 0.283 | cs | 120 | 0.00403
NA2XS2Y 1x70 RM/25 12/20 kV | 190 | 0.443 | 0.132 | 0.22 | cs | 70 | 0.00403
NA2XS2Y 1x150 RM/25 6/10 kV | 360 | 0.206 | 0.11 | 0.315 | cs | 150 | 0.00403
NA2XS2Y 1x120 RM/25 6/10 kV | 340 | 0.253 | 0.113 | 0.28 | cs | 120 | 0.00403
NA2XS2Y 1x70 RM/25 6/10 kV | 280 | 0.443 | 0.123 | 0.217 | cs | 70 | 0.00403
N2XS(FL)2Y 1x120 RM/35 64/110 kV | 112 | 0.153 | 0.166 | 0.366 | cs | 120 | 0.00393
N2XS(FL)2Y 1x185 RM/35 64/110 kV | 125 | 0.099 | 0.156 | 0.457 | cs | 185 | 0.00393
N2XS(FL)2Y 1x240 RM/35 64/110 kV | 135 | 0.075 | 0.149 | 0.526 | cs | 240 | 0.00393
N2XS(FL)2Y 1x300 RM/35 64/110 kV | 144 | 0.06 | 0.144 | 0.588 | cs | 300 | 0.00393
15-AL1/3-ST1A 0.4 | 11 | 1.8769 | 0.35 | 0.105 | ol | 16 | 0.00403
24-AL1/4-ST1A 0.4 | 11.25 | 1.2012 | 0.335 | 0.14 | ol | 24 | 0.00403
48-AL1/8-ST1A 0.4 | 12.2 | 0.5939 | 0.3 | 0.21 | ol | 48 | 0.00403
94-AL1/15-ST1A 0.4 | 13.2 | 0.306 | 0.29 | 0.35 | ol | 94 | 0.00403
34-AL1/6-ST1A 10.0 | 9.7 | 0.8342 | 0.36 | 0.17 | ol | 34 | 0.00403
48-AL1/8-ST1A 10.0 | 10.1 | 0.5939 | 0.35 | 0.21 | ol | 48 | 0.00403
70-AL1/11-ST1A 10.0 | 10.4 | 0.4132 | 0.339 | 0.29 | ol | 70 | 0.00403
94-AL1/15-ST1A 10.0 | 10.75 | 0.306 | 0.33 | 0.35 | ol | 94 | 0.00403
122-AL1/20-ST1A 10.0 | 11.1 | 0.2376 | 0.323 | 0.41 | ol | 122 | 0.00403
149-AL1/24-ST1A 10.0 | 11.25 | 0.194 | 0.315 | 0.47 | ol | 149 | 0.00403
34-AL1/6-ST1A 20.0 | 9.15 | 0.8342 | 0.382 | 0.17 | ol | 34 | 0.00403
48-AL1/8-ST1A 20.0 | 9.5 | 0.5939 | 0.372 | 0.21 | ol | 48 | 0.00403
70-AL1/11-ST1A 20.0 | 9.7 | 0.4132 | 0.36 | 0.29 | ol | 70 | 0.00403
94-AL1/15-ST1A 20.0 | 10 | 0.306 | 0.35 | 0.35 | ol | 94 | 0.00403
122-AL1/20-ST1A 20.0 | 10.3 | 0.2376 | 0.344 | 0.41 | ol | 122 | 0.00403
149-AL1/24-ST1A 20.0 | 10.5 | 0.194 | 0.337 | 0.47 | ol | 149 | 0.00403
184-AL1/30-ST1A 20.0 | 10.75 | 0.1571 | 0.33 | 0.535 | ol | 184 | 0.00403
243-AL1/39-ST1A 20.0 | 11 | 0.1188 | 0.32 | 0.645 | ol | 243 | 0.00403
48-AL1/8-ST1A 110.0 | 8 | 0.5939 | 0.46 | 0.21 | ol | 48 | 0.00403
70-AL1/11-ST1A 110.0 | 8.4 | 0.4132 | 0.45 | 0.29 | ol | 70 | 0.00403
94-AL1/15-ST1A 110.0 | 8.65 | 0.306 | 0.44 | 0.35 | ol | 94 | 0.00403
122-AL1/20-ST1A 110.0 | 8.5 | 0.2376 | 0.43 | 0.41 | ol | 122 | 0.00403
149-AL1/24-ST1A 110.0 | 8.75 | 0.194 | 0.41 | 0.47 | ol | 149 | 0.00403
184-AL1/30-ST1A 110.0 | 8.8 | 0.1571 | 0.4 | 0.535 | ol | 184 | 0.00403
243-AL1/39-ST1A 110.0 | 9 | 0.1188 | 0.39 | 0.645 | ol | 243 | 0.00403
305-AL1/39-ST1A 110.0 | 9.2 | 0.0949 | 0.38 | 0.74 | ol | 305 | 0.00403
490-AL1/64-ST1A 110.0 | 9.75 | 0.059 | 0.37 | 0.96 | ol | 490 | 0.00403
679-AL1/86-ST1A 110.0 | 9.95 | 0.042 | 0.36 | 1.15 | ol | 679 | 0.00403
490-AL1/64-ST1A 220.0 | 10 | 0.059 | 0.285 | 0.96 | ol | 490 | 0.00403
679-AL1/86-ST1A 220.0 | 11.7 | 0.042 | 0.275 | 1.15 | ol | 679 | 0.00403
490-AL1/64-ST1A 380.0 | 11 | 0.059 | 0.253 | 0.96 | ol | 490 | 0.00403
679-AL1/86-ST1A 380.0 | 14.6 | 0.042 | 0.25 | 1.15 | ol | 679 | 0.00403

## trafo_std_types
| i0_percent | pfe_kw | vkr_percent | sn_mva | vn_lv_kv | vn_hv_kv | vk_percent | shift_degree | vector_group | tap_side | tap_neutral | tap_min | tap_max | tap_step_degree | tap_step_percent | tap_phase_shifter
160 MVA 380/110 kV | 0.06 | 60 | 0.25 | 160 | 110 | 380 | 12.2 | 0 | Yy0 | hv | 0 | -9 | 9 | 0 | 1.5 | FALSE
100 MVA 220/110 kV | 0.06 | 55 | 0.26 | 100 | 110 | 220 | 12 | 0 | Yy0 | hv | 0 | -9 | 9 | 0 | 1.5 | FALSE
63 MVA 110/20 kV | 0.04 | 22 | 0.32 | 63 | 20 | 110 | 18 | 150 | YNd5 | hv | 0 | -9 | 9 | 0 | 1.5 | FALSE
40 MVA 110/20 kV | 0.05 | 18 | 0.34 | 40 | 20 | 110 | 16.2 | 150 | YNd5 | hv | 0 | -9 | 9 | 0 | 1.5 | FALSE
25 MVA 110/20 kV | 0.07 | 14 | 0.41 | 25 | 20 | 110 | 12 | 150 | YNd5 | hv | 0 | -9 | 9 | 0 | 1.5 | FALSE
63 MVA 110/10 kV | 0.04 | 22 | 0.32 | 63 | 10 | 110 | 18 | 150 | YNd5 | hv | 0 | -9 | 9 | 0 | 1.5 | FALSE
40 MVA 110/10 kV | 0.05 | 18 | 0.34 | 40 | 10 | 110 | 16.2 | 150 | YNd5 | hv | 0 | -9 | 9 | 0 | 1.5 | FALSE
25 MVA 110/10 kV | 0.07 | 14 | 0.41 | 25 | 10 | 110 | 12 | 150 | YNd5 | hv | 0 | -9 | 9 | 0 | 1.5 | FALSE
0.25 MVA 20/0.4 kV | 0.32 | 0.8 | 1.44 | 0.25 | 0.4 | 20 | 6 | 150 | Yzn5 | hv | 0 | -2 | 2 | 0 | 2.5 | FALSE
0.4 MVA 20/0.4 kV | 0.3375 | 1.35 | 1.425 | 0.4 | 0.4 | 20 | 6 | 150 | Dyn5 | hv | 0 | -2 | 2 | 0 | 2.5 | FALSE
0.63 MVA 20/0.4 kV | 0.2619 | 1.65 | 1.206 | 0.63 | 0.4 | 20 | 6 | 150 | Dyn5 | hv | 0 | -2 | 2 | 0 | 2.5 | FALSE
0.25 MVA 10/0.4 kV | 0.24 | 0.6 | 1.2 | 0.25 | 0.4 | 10 | 4 | 150 | Dyn5 | hv | 0 | -2 | 2 | 0 | 2.5 | FALSE
0.4 MVA 10/0.4 kV | 0.2375 | 0.95 | 1.325 | 0.4 | 0.4 | 10 | 4 | 150 | Dyn5 | hv | 0 | -2 | 2 | 0 | 2.5 | FALSE
0.63 MVA 10/0.4 kV | 0.1873 | 1.18 | 1.0794 | 0.63 | 0.4 | 10 | 4 | 150 | Dyn5 | hv | 0 | -2 | 2 | 0 | 2.5 | FALSE

## trafo3w_std_types
| sn_hv_mva | sn_mv_mva | sn_lv_mva | vn_hv_kv | vn_mv_kv | vn_lv_kv | vk_hv_percent | vk_mv_percent | vk_lv_percent | vkr_hv_percent | vkr_mv_percent | vkr_lv_percent | pfe_kw | i0_percent | shift_mv_degree | shift_lv_degree | vector_group | tap_side | tap_neutral | tap_min | tap_max | tap_step_percent
63/25/38 MVA 110/20/10 kV | 63 | 25 | 38 | 110 | 20 | 10 | 10.4 | 10.4 | 10.4 | 0.28 | 0.32 | 0.35 | 35 | 0.89 | 0 | 0 | YN0yn0yn0 | hv | 0 | -10 | 10 | 1.2
63/25/38 MVA 110/10/10 kV | 63 | 25 | 38 | 110 | 10 | 10 | 10.4 | 10.4 | 10.4 | 0.28 | 0.32 | 0.35 | 35 | 0.89 | 0 | 0 | YN0yn0yn0 | hv | 0 | -10 | 10 | 1.2

## res_bus
| vm_pu | va_degree | p_mw | q_mvar
0 | 1 | -0.45946 | 401.9323
1 | 1 | 3.1539 | 0
2 | 1 | 2.6891 | 0
3 | 1 | 4.6171 | 0
4 | 1 | 16.3517 | -551
5 | 1 | 8.8055 | 0
6 | 1 | 23.8387 | 0
7 | 1 | 15.1972 | 0
8 | 1 | 18.1032 | -1617.2
9 | 1 | 17.1415 | 0
10 | 1 | 2.6529 | 0
11 | 1 | 3.2003 | 0
12 | 1 | 15.2084 | 0
13 | 1 | 10.4073 | 0
14 |  |  | 0
15 | 1 | 20.0599 | 35.8868
16 | 1 | 30.269 | 0
17 | 1 | 5.4744 | 0
18 | 1 | 16.2401 | 0
19 | 1 | 12.3451 | 0
20 | 1 | 10.755 | 0
21 | 1 | 16.7423 | 0
22 | 1 | 16.2401 | 0
23 | 1 | 14.438 | 0
24 | 1 | 16.6277 | 0
25 | 1 | 9.4004 | 0
26 | 1 | 16.308 | 0
27 | 1 | 10.5404 | 0
28 | 1 | 15.0765 | 0
29 | 1 | 9.0223 | 0
30 | 1 | 27.0992 | 0
31 | 1 | 1.0539 | 0
32 | 1 | 17.9411 | 0
33 | 1 | 15.2762 | 0
34 | 1 | 16.308 | 0
35 | 1 | 12.2829 | 0
36 | 1 | 18.9933 | -118.1
37 | 1 | 12.8693 | 0
38 | 1 | 3.0953 | 0
39 | 1 | 14.0756 | 0
40 | 1 | 14.7183 | 0
41 | 1 | 13.7018 | 0
42 | 1 | 4.9088 | -14.3547
43 | 1 | 11.7168 | 70.7483
44 | 1 | 17.1415 | 0
45 | 1 | 12.3251 | 0
46 | 1 | 11.8829 | 0
47 | 1 | 10.3205 | 0
48 | 1 | 27.4073 | -1941.3
49 | 1 | 11.6448 | 0
50 | 1 | 5.9298 | 0
51 | 1 | 16.2411 | 0
52 | 1 | 10.9243 | 0
53 | 1 | 15.2954 | -3699.1
54 | 1 | 2.1257 | 0
55 | 1 | 8.0461 | 0
56 | 1 | 15.1036 | -0.1
57 | 1 | 13.319 | 0
58 | 1 | 2.9853 | 0
59 |  |  | 0
60 | 1 | 8.7296 | 0
61 | 1 | 11.4288 | 0
62 | 1 | 11.8043 | 0
63 | 1 | 11.4288 | 0
64 | 1 | 16.1726 | -279.3186
65 | 1 | 17.936 | 0
66 | 1 | 8.7296 | 0
67 | 1 | 10.4619 | 0
68 | 1 | 12.3774 | 0
69 | 1 | 9.5352 | 0
70 | 1 | 5.8179 | 0
71 | 1 | 0.030755 | -145.6
72 | 1 | 3.5382 | 0
73 | 1 | 14.0756 | 0
74 | 1 | 8.1608 | 0
75 | 1 | 13.7888 | -142.3
76 | 1 | 0.78897 | 0
77 | 1 | 21.3306 | 0
78 | 1 | 3.3381 | 0
79 | 1 | 15.1972 | 0
80 | 1 | 19.6916 | 153.8006
81 | 1 | 14.0325 | 0
82 | 1 | 11.8153 | 0
83 |  |  | 0
84 | 1 | 15.2268 | 0
85 |  |  | 0
86 | 1 | 31.6104 | -2988
87 | 1 | 2.4175 | -161
88 | 1 | 3.0358 | 0
89 | 1 | 2.4175 | -161
90 | 1 | 19.8069 | -1400
91 | 1 | 11.9044 | 0
92 | 1 | 16.7467 | -1250
93 | 1 | 16.311 | 0
94 | 1 | 11.8435 | 24.6081
95 | 1 | 27.6593 | -1500
96 | 1 | 17.2536 | 0
97 | 1 | 21.7976 | -432.5
98 | 1 | 2.3204 | 0
99 | 1 | 27.3985 | 0
100 |  |  | 0
101 | 1 | 15.2762 | 0
102 | 1 | 9.0564 | 0
103 | 1 | 9.4004 | 0
104 | 1 | 3.1624 | 0
105 | 1 | 15.5081 | 0
106 | 1 | 10.4019 | 0
107 | 1 | 21.0834 | -2000
108 | 1 | 11.7736 | 0
109 | 1 | 16.2402 | 0
110 | 1 | 15.5474 | 0
111 | 1 | 13.8477 | 0
112 |  |  | 0
113 | 1 | 3.4187 | -505
114 | 1 | 12.8312 | 0
115 | 1 | 7.8349 | 0
116 | 1 | 11.2078 | 0
117 | 1 | 12.2487 | 0
118 | 1 | 14.2893 | -358.5
119 | 1 | 15.2897 | 0
120 | 1 | 4.8442 | 0
121 | 1 | 18.4678 | 0
122 | 1 | 11.4912 | 0
123 | 1 | 16.7423 | 0
124 | 1 | 11.5757 | 0
125 | 1 | 12.1972 | 0
126 | 1 | 8.087 | 0
127 | 1 | 7.791 | 0
128 | 1 | 9.8405 | 0
129 | 1 | 13.16 | 0
130 | 1 | 8.0346 | 0
131 | 1 | 13.3298 | 0
132 | 1 | 13.3609 | 0
133 | 1 | 10.9873 | 0
134 | 1 | 14.2629 | 0
135 | 1 | 20.9504 | 0
136 | 1 | 8.3247 | 0
137 | 1 | 8.0799 | 0
138 | 1 | 3.1624 | 0
139 | 1 | 18.2474 | 0
140 | 1 | 15.2762 | 0
141 | 1 | 8.5079 | 0
142 | 1 | 15.0159 | 0
143 | 1 | 25.7814 | -89.6
144 | 1 | 5.5526 | 0
145 | 1 | 14.7185 | 0
146 | 1 | 1.8027 | 0
147 | 1 | 8.5974 | 0
148 | 1 | 20.2767 | -6.152
149 | 1 | 10.9895 | 312.7279
150 | 1 | 9.9515 | 0
151 | 1 | 13.7092 | 547.5302
152 | 1 | 28.7271 | -700
153 | 1 | 23.9043 | 0
154 | 1 | 10.9243 | 0
155 | 1 | 10.0789 | 0
156 | 1 | 8.315 | -504
157 | 1 | 11.2849 | 51.2669
158 | 1 | 9.7727 | 0
159 | 1 | 2.5934 | 0
160 | 1 | 11.6448 | 0
161 | 1 | 11.9798 | 0
162 | 1 | 27.0992 | 0
163 | 1 | 11.543 | 0
164 | 1 | 30.1908 | -1020
165 | 1 | 13.8477 | 0
166 | 1 | 15.2897 | 0
167 | 1 | -0.27148 | 0
168 | 1 | 11.2136 | 0
169 | 1 | 23.5248 | -529.1
170 | 1 | 20.6781 | 0
171 | 1 | 7.9998 | 0
172 | 1 | 4.7036 | 0
173 | 1 | 5.9518 | 0
174 | 1 | 2.9848 | 0
175 | 1 | 15.2454 | 0
176 | 1 | 27.603 | 0
177 | 1 | 17.5231 | 561.8849
178 | 1 | 19.8464 | 0
179 | 1 | 10.4212 | 172.2567
180 | 1 | 21.2615 | 0
181 | 1 | 14.7183 | 0
182 | 1 | 3.259 | 0
183 | 1 | 11.9044 | 0
184 | 1 | 10.6344 | 0
185 | 1 | 4.8449 | 0
186 | 1 | 3.0817 | 0
187 | 1 | 3.7164 | 0
188 | 1 | 8.6027 | 419.363
189 | 1 | 9.0234 | 0
190 | 1 | 21.7972 | 0
191 | 1 | 19.8464 | 0
192 | 1 | 13.315 | 0
193 | 1 | 4.5163 | 0
194 | 1 | 9.6434 | 0
195 | 1 | 8.7649 | 0
196 | 1 | 8.1612 | 0
197 | 1 | 13.8453 | 0
198 | 1 | 4.0648 | 0
199 | 1 | 15.2117 | 225.5742
200 | 1 | 2.1654 | 0
201 | 1 | 14.9015 | 386.5522
202 | 1 | 13.319 | 0
203 | 1 | 13.0057 | 0
204 | 1 | 3.7189 | 0
205 | 1 | 15.2268 | 21.5321
206 | 1 | 5.9305 | 0
207 | 1 | 10.8002 | 0
208 | 1 | 15.2084 | 0
209 | 1 | 9.7113 | 449.0978
210 | 1 | 11.6759 | 0
211 | 1 | 21.0857 | 0
212 | 1 | 9.8405 | 0
213 | 1 | 11.4432 | 0
214 | 1 | 31.5844 | 0
215 | 1 | 0.78896 | 0
216 | 1 | 27.9903 | 0
217 | 1 | 15.3362 | -21.5321
218 | 1 | 0 | 312.0639
219 | 1 | 16.8446 | 0
220 | 1 | 15.4367 | 0
221 | 1 | 6.828 | 0
222 |  |  | 0
223 | 1 | -0.41271 | 0
224 | 1 | 20.1207 | 0
225 | 1 | 3.2386 | 0
226 | 1 | 1.8018 | 0
227 | 1 | 15.0611 | 0
228 | 1 | 16.2401 | 0
229 | 1 | 7.7342 | 0
230 | 1 | 15.2268 | 0
231 | 1 | 27.4073 | 0
232 | 1 | 11.842 | 0
233 | 1 | 7.985 | 41.0135
234 | 1 | 16.242 | 0
235 | 1 | 20.1207 | -1200
236 | 1 | 13.1679 | 0
237 | 1 | 24.1713 | 0
238 | 1 | 27.4073 | 0
239 | 1 | 3.1291 | 0
240 | 1 | 24.5459 | 0
241 | 1 | 17.6756 | 0
242 | 1 | 20.0197 | -205
243 |  |  | 0
244 | 1 | 0.78896 | 0
245 | 1 | 13.7942 | 0
246 | 1 | 21.7962 | 0
247 | 1 | 12.5509 | 0
248 | 1 | 11.9043 | 0
249 | 1 | 11.0231 | 0
250 | 1 | 2.6529 | 47.1655
251 | 1 | 31.5844 | 0
252 | 1 | 31.5847 | 0
253 | 1 | 3.5815 | 0
254 | 1 | 11.8829 | 0
255 | 1 | 20.0211 | -205
256 | 1 | 8.0055 | 0
257 | 1 | 19.8069 | 0
258 | 1 | 15.1964 | 0
259 | 1 | 24.3268 | -227.6
260 | 1 | 12.1959 | 0
261 | 1 | 9.342 | 97.4071
262 | 1 | 27.4007 | 0
263 | 1 | 12.3451 | 0
264 | 1 | 0.78395 | 0
265 | 1 | 13.0053 | 0
266 | 1 | 3.4964 | -551
267 | 1 | 0.22246 | 0
268 | 1 | 18.2488 | 0
269 | 1 | 3.5503 | 0
270 | 1 | 7.3888 | 41.0135
271 | 1 | 13.319 | 0
272 |  |  | 0
273 | 1 | 18.9071 | 0
274 | 1 | 16.3082 | 0
275 | 1 | 3.3381 | 0
276 | 1 | 7.329 | 0
277 | 1 | 12.6498 | 0
278 | 1 | 0.20075 | 0
279 | 1 | 13.0042 | 0
280 | 1 | 15.0818 | 0
281 | 1 | 14.7223 | 0
282 | 1 | 21.384 | -1100
283 | 1 | 9.0226 | 0
284 | 1 | 31.5859 | 0
285 | 1 | -0.65515 | 530.0995
286 | 1 | 15.023 | -170.7
287 | 1 | 2.2334 | 0
288 | 1 | 22.9063 | 0
289 | 1 | 22.943 | 0
290 | 1 | 15.2762 | 0
291 | 1 | 9.4784 | 0
292 | 1 | 20.9832 | 0
293 | 1 | 4.6171 | -142.3
294 | 1 | 16.2965 | 0
295 | 1 | 11.5762 | 0
296 | 1 | 28.2233 | 0
297 | 1 | 12.1412 | 0
298 | 1 | 4.8704 | -1024.9
299 | 1 | 11.7398 | 264.5371
300 | 1 | 11.4431 | 0
301 | 1 | 14.7185 | 0
302 | 1 | 10.0502 | 0
303 | 1 | 13.6702 | 0
304 | 1 | 17.1336 | 0
305 |  |  | 0
306 | 1 | 0.40253 | 0
307 | 1 | 12.8693 | 0
308 | 1 | 14.2874 | 0
309 | 1 | 17.1336 | 0
310 | 1 | 13.3629 | 0
311 | 1 | 15.1972 | 0
312 | 1 | 11.4912 | 0
313 | 1 | 31.5859 | 0
314 | 1 | 18.9608 | -1400
315 | 1 | 8.7629 | 0
316 | 1 | 23.8387 | 0
317 | 1 | 3.5794 | 0
318 | 1 | 19.0104 | 131.2432
319 | 1 | 2.6846 | 0
320 | 1 | 13.315 | 0
321 | 1 | 11.6071 | 200.9661
322 | 1 | 11.4017 | 0
323 | 1 | 4.8429 | 0
324 | 1 | 12.0107 | 0
325 | 1 | 13.5619 | 801.8139
326 | 1 | 7.1841 | 84.0777
327 | 1 | 9.4351 | 0
328 | 1 | 9.9837 | 0
329 | 1 | 5.023 | 0
330 |  |  | 0
331 | 1 | 15.023 | 0
332 | 1 | 10.3436 | 0
333 | 1 | 17.7904 | 0
334 | 1 | 10.4605 | 0
335 | 1 | 7.3958 | 0
336 | 1 | 9.8405 | 0
337 | 1 | 15.1468 | 0
338 | 1 | 15.023 | 0
339 | 1 | 0.36004 | -74
340 | 1 | 15.023 | 0
341 | 1 | 10.6295 | 0
342 | 1 | 15.508 | 0
343 | 1 | 1.7433 | 0
344 | 1 | 17.798 | 0
345 | 1 | 9.8009 | 187.6368
346 |  |  | 0
347 | 1 | 2.9401 | 0
348 | 1 | 3.1933 | 0
349 | 1 | 9.3947 | 0
350 | 1 | 6.9364 | 126.1165
351 | 1 | 10.2311 | 173.282
352 | 1 | 10.2269 | 0
353 | 1 | 10.1096 | 0
354 | 1 | 14.5991 | 0
355 | 1 | 2.5341 | 0
356 | 1 | 11.9044 | 0
357 | 1 | 4.7357 | 0
358 | 1 | 4.4182 | 0
359 | 1 | 11.3038 | 0
360 | 1 | 7.6159 | 0
361 | 1 | 3.6277 | 0
362 | 1 | 10.9195 | 0
363 |  |  | 0
364 | 1 | 4.8024 | 32.8108
365 | 1 | 9.4468 | 344.5134
366 | 1 | 0.47643 | 0
367 | 1 | -0.19671 | 97.4071
368 | 1 | 3.9035 | 0
369 | 1 | 10.6296 | 0
370 | 1 | 15.3546 | 0
371 | 1 | 11.6759 | 0
372 | 1 | 2.2334 | 0
373 | 1 | 3.6277 | 0
374 |  |  | 0
375 | 1 | 6.4862 | 0
376 | 1 | 11.48 | 0
377 | 1 | 4.9088 | 0
378 | 1 | 4.8834 | 0
379 |  |  | 0
380 | 1 | 2.2054 | 0
381 | 1 | 0.85076 | 0
382 | 1 | -0.11801 | 0
383 | 1 | 7.8927 | 0
384 | 1 | 9.8405 | 0
385 | 1 | 8.2304 | 0
386 | 1 | 15.5226 | 0
387 | 1 | 0.30063 | 0
388 | 1 | 13.6702 | 0
389 | 1 | 2.4022 | 0
390 | 1 | 7.459 | 0
391 | 1 | 7.6142 | 0
392 |  |  | 0
393 | 1 | 7.3772 | 0
394 | 1 | 5.5835 | 0
395 | 1 | 8.0955 | 0
396 | 1 | 13.7888 | 0
397 | 1 | 11.6916 | 0
398 | 1 | 6.6939 | 0
399 | 1 | 0.84442 | 0
400 | 1 | 4.5999 | 0
401 | 1 | 1.2426 | 0
402 | 1 | 8.1439 | 0
403 | 1 | 9.0598 | 0
404 | 1 | 1.3631 | 0
405 | 1 | -0.2381 | 0
406 | 1 | 5.5413 | 0
407 | 1 | 9.4369 | 0
408 | 1 | 1.7555 | 0
409 | 1 | 4.6484 | 0
410 | 1 | 10.868 | 0
411 |  |  | 0
412 | 1 | 8.2869 | 0
413 | 1 | 2.7182 | 0
414 | 1 | 10.4622 | 0
415 | 1 | 30.269 | 0
416 | 1 | 10.7951 | 0
417 | 1 | 17.798 | 51.2669
418 | 1 | 7.791 | 0
419 | 1 | 10.0272 | 0
420 | 1 | 0.36003 | 0
421 | 1 | 0.36848 | 315.8039
422 | 1 | 11.8414 | 24.6081
423 | 1 | 7.3493 | 27.6841
424 | 1 | 9.4623 | 0
425 | 1 | 4.6094 | 136.3699
426 | 1 | 0.77847 | 0
427 |  |  | 0
428 | 1 | 0.13702 | 0
429 | 1 | 10.0778 | 0
430 | 1 | 7.5736 | 0
431 | 1 | 15.2837 | 0
432 | 1 | 17.7904 | 0
433 | 1 | 7.6216 | 0
434 | 1 | 3.8471 | 0
435 | 1 | 14.5472 | 0
436 | 1 | 11.9044 | 0
437 | 1 | 5.4258 | 0
438 | 1 | 9.9766 | 0
439 | 1 | 5.3548 | 0
440 | 1 | 15.023 | 0
441 | 1 | 2.8279 | 0
442 | 1 | 10.7289 | 0
443 | 1 | 15.023 | 0
444 |  |  | 0
445 | 1 | 3.7284 | 0
446 | 1 | 7.4297 | 0
447 | 1 | 15.0746 | 0
448 | 1 | 17.37 | 0
449 | 1 | 15.2954 | 0
450 | 1 | 9.2364 | 0
451 | 1 | 5.4674 | 0
452 | 1 | 10.0087 | 0
453 | 1 | 8.6005 | 0
454 | 1 | 5.4837 | 0
455 | 1 | 6.3012 | 0
456 | 1 | 7.3394 | 0
457 |  |  | 0
458 | 1 | 9.8421 | 0
459 | 1 | 7.5873 | 0
460 | 1 | 0.83564 | 0
461 | 1 | 7.2964 | 0
462 | 1 | 13.7888 | 0
463 | 1 | 0.72879 | 82.027
464 | 1 | 0.13701 | 113.8125
465 | 1 | 11.107 | 0
466 | 1 | 10.1983 | 0
467 | 1 | -0.29245 | 111.7618
468 | 1 | 7.5079 | 0
469 | 1 | 11.574 | 0
470 | 1 | 15.1817 | 0
471 | 1 | 4.9193 | 0
472 | 1 | 15.023 | 0
473 | 1 | 15.4793 | 0
474 | 1 | 7.0523 | 0
475 | 1 | 15.6455 | 0
476 | 1 | 9.4708 | 0
477 | 1 | 10.2325 | 0
478 | 1 | 16.0363 | 0
479 | 1 | 3.6277 | 0
480 | 1 | 6.6628 | 0
481 | 1 | 1.5109 | 0
482 | 1 | 9.8405 | 0
483 | 1 | 2.205 | 0
484 | 1 | 16.0323 | 0
485 |  |  | 0
486 | 1 | 17.37 | 0
487 |  |  | 0
488 | 1 | 10.4641 | 0
489 | 1 | 8.6202 | 18.4561
490 | 1 | 9.8544 | 0
491 | 1 | 6.9861 | 0
492 | 1 | 11.5222 | 0
493 | 1 | 8.9717 | 0
494 | 1 | 5.2828 | 0
495 | 1 | 7.3172 | 0
496 | 1 | 15.2216 | 0
497 | 1 | 4.8614 | 0
498 | 1 | 15.023 | 0
499 | 1 | 15.619 | 0
500 | 1 | 2.4945 | 0
501 | 1 | 15.023 | 0
502 | 1 | 2.3063 | 0
503 | 1 | 17.7904 | 0
504 | 1 | 9.8009 | 0
505 | 1 | 15.775 | 0
506 | 1 | 8.7843 | 0
507 | 1 | 9.9853 | 401.9323
508 | 1 | 10.3465 | 0
509 | 1 | 8.5505 | 0
510 | 1 | 10.6293 | 0
511 | 1 | 7.3112 | 0
512 | 1 | 15.2703 | 0
513 | 1 | 7.6972 | 0
514 | 1 | 15.2172 | 0
515 | 1 | 11.8254 | 31.7855
516 | 1 | 15.2954 | 0
517 |  |  | 0
518 | 1 | 5.5387 | 450.1231
519 | 1 | 10.9101 | 0
520 | 1 | 9.0299 | 0
521 | 1 | 9.0631 | 0
522 | 1 | 2.9668 | 0
523 | 1 | -0.2059 | 0
524 | 1 | 7.447 | 0
525 | 1 | 15.023 | 0
526 | 1 | 3.0358 | 0
527 | 1 | 4.6913 | 0
528 | 1 | 5.8222 | 0
529 | 1 | 4.6677 | 0
530 | 1 | 10.1774 | 0
531 | 1 | 10.5652 | 0
532 | 1 | 10.5529 | 0
533 | 1 | 13.3629 | 0
534 | 1 | 9.8998 | 1061.2242
535 | 1 | 9.7727 | 0
536 | 1 | 3.259 | 0
537 | 1 | 24.2878 | -44.8
538 | 1 | 10.8002 | 0
539 | 1 | 6.8026 | 27.6841
540 | 1 | 3.9035 | 0
541 | 1 | 0.5292 | 0
542 | 1 | 0.30063 | 0
543 | 1 | 7.6158 | 0
544 | 1 | 10.559 | 0
545 | 1 | 7.7342 | 0
546 | 1 | 9.7113 | 0
547 | 1 | 3.0278 | 553.6822
548 | 1 | 9.8405 | 0
549 | 1 | 8.9717 | 0
550 | 1 | 28.2233 | 0
551 | 1 | 17.5231 | 0
552 | 1 | 1.8826 | 51.2669
553 | 1 | 11.7168 | 0
554 | 1 | 11.6448 | 0
555 | 1 | 9.0918 | 109.7111
556 | 1 | 2.3063 | 0
557 | 1 | 0.30505 | 0
558 | 1 | 11.3038 | 0
559 | 1 | 14.438 | 0
560 | 1 | 26.077 | 22.5574
561 | 1 | -0.22076 | 4.1013
562 | 1 | 8.2417 | 0
563 | 1 | 17.7904 | 0
564 | 1 | 2.9747 | 51.2669
565 | 1 | 10.2269 | 0
566 | 1 | 12.8693 | 0
567 | 1 | 16.2401 | 0
568 | 1 | 3.0358 | 0
569 | 1 | 8.7126 | 0
570 | 1 | 0.12651 | -21.3
571 | 1 | 11.5358 | 31.7855
572 | 1 | 7.4297 | 0
573 | 1 | 10.0272 | 0
574 | 1 | 13.6702 | 0
575 | 1 | 31.5847 | 0
576 | 1 | 15.5081 | 0
577 | 1 | 14.0275 | -18.4561
578 | 1 | 8.2428 | 72.799
579 | 1 | 24.3268 | 0
580 | 1 | 9.7727 | 0
581 | 1 | 14.3823 | 35.8868
582 | 1 | 22.2912 | 0
583 | 1 | 2.6529 | 0
584 | 1 | 1.5109 | 24.6081
585 | 1 | 13.319 | 0
586 | 1 | 31.5847 | 0
587 | 1 | 2.4945 | 0
588 | 1 | 3.4187 | 0
589 | 1 | 15.4347 | 15.3801
590 | 1 | 2.1524 | 311.7026
591 | 1 | 5.9305 | 0
592 | 1 | 14.1503 | 32.8108
593 | 1 | 13.3629 | 0
594 | 1 | 9.0875 | 913.5757
595 | 1 | 18.1126 | 231.7263
596 | 1 | 23.5248 | 0
597 | 1 | 3.4618 | 0
598 | 1 | 7.5735 | 30.7601
599 | 1 | 15.7595 | 0
600 | 1 | 12.2487 | 0
601 | 1 | 28.0189 | 0
602 | 1 | 23.5248 | 0
603 | 1 | 15.2268 | 0
604 | 1 | 9.0656 | 142.5219
605 | 1 | 21.0834 | 0
606 | 1 | 28.0422 | -120.6
607 | 1 | 16.6342 | 109.7111
608 |  |  | 0
609 | 1 | 2.1762 | 33.8361
610 | 1 | 15.1972 | 0
611 | 1 | 28.7271 | 0
612 | 1 | 11.107 | 0
613 | 1 | 9.4623 | 0
614 | 1 | 8.8735 | 0
615 | 1 | 10.1564 | 108.6858
616 | 1 | 24.3121 | -23.3
617 | 1 | 6.872 | -10.2534
618 | 1 | 17.2232 | 106.6351
619 |  |  | 0
620 | 1 | 5.3548 | 0
621 | 1 | 1.0884 | 0
622 | 1 | 17.7874 | 384.5015
623 | 1 | 15.2527 | 3.076
624 | 1 | 8.9829 | 0
625 | 1 | 1.5739 | 41.0135
626 | 1 | 14.6859 | 298.3732
627 | 1 | 17.7904 | 0
628 | 1 | -0.55942 | 0
629 | 1 | 9.4784 | 0
630 | 1 | 4.9088 | 0
631 |  |  | 0
632 | 1 | 1.3631 | 0
633 | 1 | 11.9798 | 0
634 | 1 | 20.1207 | 0
635 | 1 | 8.0883 | 0
636 | 1 | 9.8421 | 0
637 | 1 | 15.2117 | 0
638 | 1 | -0.41485 | 200.9661
639 | 1 | 14.5472 | 0
640 | 1 | 0.2702 | 92.2804
641 | 1 | 14.5472 | 0
642 | 1 | 10.0272 | 0
643 | 1 | 15.508 | 0
644 | 1 | -0.11801 | 0
645 | 1 | 23.5248 | 0
646 | 1 | 11.0232 | 0
647 | 1 | 4.9088 | 0
648 | 1 | 12.0343 | 22.5574
649 | 1 | -0.10619 | 21.5321
650 | 1 | 2.5784 | 111.7618
651 | 1 | 3.5487 | 50.2415
652 | 1 | -0.45141 | 47.1655
653 | 1 | 15.2762 | 0
654 | 1 | 9.4468 | 0
655 | 1 | 13.3629 | 0
656 | 1 | 12.4521 | 10.2534
657 | 1 | 16.8489 | 52.2922
658 | 1 | 7.3888 | 0
659 |  |  | 0
660 |  |  | 0
661 | 1 | -5.4931 | 464.4779
662 |  |  | 0
663 | 1 | 14.8703 | 39.9882
664 | 1 | 10.3406 | 262.4864
665 | 1 | -0.61448 | 422.439
666 | 1 | 2.7182 | 0
667 | 1 | 14.2605 | 66.6469
668 | 1 | 5.0602 | 372.6269
669 | 1 | 28.0124 | 0
670 | 1 | 3.4474 | 19.4814
671 | 1 | 11.6759 | 0
672 | 1 | 14.0843 | 235.8276
673 | 1 | 4.705 | 76.9003
674 | 1 | 2.5934 | 0
675 | 1 | 8.078 | 148.6739
676 | 1 | 9.8405 | 0
677 | 1 | 15.2954 | 0
678 | 1 | 28.5771 | 8.2027
679 | 1 | 11.1548 | 195.8394
680 | 1 | 20.034 | 229.6756
681 | 1 | 6.6628 | 0
682 | 1 | 4.0602 | 64.5963
683 |  |  | 0
684 | 1 | 4.9193 | 0
685 | 1 | 13.3629 | 0
686 | 1 | 30.7556 | 98.4324
687 | 1 | 4.7051 | 64.5963
688 | 1 | 1.1636 | 245.0556
689 | 1 | 2.0721 | 762.851
690 | 1 | 4.183 | 57.4189
691 | 1 | 28.019 | 0
692 | 1 | 1.5008 | 238.9036
693 | 1 | 0.2182 | 0
694 | 1 | 2.4302 | 33.8361
695 | 1 | 8.552 | 0
696 | 1 | 13.3629 | 0
697 | 1 | 9.5829 | 401.9323
698 | 1 | 28.0125 | 0
699 |  |  | 0
700 | 1 | 7.1841 | 0
701 | 1 | 12.1692 | 9.228
702 | 1 | 15.0787 | 37.9375
703 | 1 | 16.1404 | 29.7348
704 | 1 | 17.798 | 0
705 | 1 | 18.5619 | 129.1925
706 | 1 | 20.6767 | 30.7601
707 | 1 | 13.8453 | 0
708 | 1 | 6.6628 | 0
709 | 1 | 5.4837 | 0
710 | 1 | 13.1402 | 39.9882
711 | 1 | 12.8693 | 0
712 | 1 | 2.4022 | 0
713 | 1 | 19.3902 | 184.5607
714 | 1 | 4.7997 | 84.0777
715 | 1 | 30.5929 | -42.7
716 | 1 | -0.36469 | 497.2887
717 |  |  | 0
718 | 1 | 11.8153 | 0
719 | 1 | 9.5482 | 100.4831
720 | 1 | 11.4017 | 0
721 |  |  | 0
722 | 1 | 16.0363 | 0
723 | 1 | 3.4187 | 0
724 | 1 | 4.5887 | 3.076
725 | 1 | 11.7791 | 0
726 | 1 | 11.6759 | 0
727 | 1 | -1.6245 | 438.8444
728 | 1 | 9.8405 | 0
729 | 1 | 4.183 | 0
730 | 1 | 0.78896 | 0
731 | 1 | 23.1454 | 113.8125
732 | 1 | 10.755 | 0
733 | 1 | 22.9399 | 0
734 | 1 | 3.4618 | 0
735 | 1 | 10.796 | 0
736 | 1 | 14.9015 | 0
737 | 1 | -0.19671 | 0
738 | 1 | 10.0281 | 89.2044
739 | 1 | 12.0107 | 0
740 | 1 | 3.1933 | 0
741 | 1 | 22.9399 | 33.8361
742 | 1 | 9.9886 | 4.1013
743 | 1 | 9.474 | -155.8513
744 | 1 | 2.5934 | 0
745 | 1 | 8.0532 | 384.5015
746 | 1 | -0.29245 | 0
747 | 1 | 4.9321 | 57.4189
748 | 1 | 8.552 | 51.2669
749 | 1 | 15.508 | 0
750 | 1 | 11.1011 | 53.3175
751 | 1 | 0.83551 | 101.5084
752 | 1 | 2.1061 | 123.0405
753 | 1 | 9.5426 | 0
754 | 1 | 27.4932 | 82.027
755 | 1 | 16.5474 | 35.1375
756 | 1 | 5.5307 | 30.7601
757 | 1 | 17.798 | 0
758 | 1 | 10.2249 | 10.2534
759 | 1 | 15.1697 | 56.3936
760 | 1 | -1.1927 | 532.1501
761 | 1 | 7.178 | 31.7855
762 | 1 | 10.2095 | 35.8868
763 | 1 | 5.2938 | 22.5574
764 | 1 | -0.64357 | 178.4087
765 | 1 | 20.1779 | 0
766 | 1 | 4.7709 | 120.9898
767 | 1 | 4.8932 | 4.1013
768 | 1 | 20.9504 | 0
769 | 1 | 1.6683 | 200.9661
770 | 1 | 2.8286 | 47.1655
771 | 1 | 0.40253 | 0
772 | 1 | 13.346 | 1.0253
773 | 1 | 14.5819 | 33.8361
774 | 1 | 10.796 | 10.2534
775 | 1 | -0.89565 | 617.2531
776 | 1 | 20.9019 | 43.0642
777 | 1 | 23.8724 | 61.5202
778 | 1 | 4.8704 | 0
779 | 1 | 12.6435 | 53.3175
780 | 1 | 1.1438 | 278.8918
781 | 1 | 1.841 | -6.152
782 | 1 | 8.9717 | 0
783 | 1 | 9.7113 | 0
784 | 1 | 14.2631 | 109.7111
785 | 1 | 2.9285 | 57.4189
786 | 1 | 2.2334 | 0
787 | 1 | 9.8009 | 0
788 | 1 | 15.3088 | -4.1013
789 | 1 | 5.5387 | 0
790 | 1 | 14.8172 | 10.2534
791 | 1 | 6.9737 | 47.1655
792 | 1 | 15.3633 | 3.076
793 | 1 | 8.9256 | 89.2044
794 | 1 | 15.023 | 0
795 | 1 | 8.7416 | 61.5202
796 | 1 | 13.6702 | 0
797 | 1 | 15.5841 | 3.076
798 | 1 | 11.6759 | 0
799 | 1 | 7.505 | 31.7855
800 | 1 | 8.7611 | 0
801 | 1 | 9.9515 | 0
802 | 1 | 10.4882 | 186.6114
803 | 1 | 11.6759 | 0
804 | 1 | 10.1127 | 72.799
805 | 1 | 15.0746 | 0
806 | 1 | 14.5536 | 73.8243
807 | 1 | 5.8496 | 292.2212
808 | 1 | 16.7696 | 63.5709
809 | 1 | 13.3345 | 19.4814
810 | 1 | -0.58829 | 397.8309
811 | 1 | 11.546 | 0
812 | 1 | 14.2874 | 0
813 | 1 | 7.3772 | 0
814 | 1 | 4.7059 | 0
815 | 1 | 2.3227 | 22.5574
816 | 1 | 2.2432 | 22.5574
817 | 1 | 15.2703 | 0
818 | 1 | 6.6939 | 0
819 | 1 | 7.2093 | 46.1402
820 | 1 | 7.7951 | 0
821 | 1 | 7.6159 | 0
822 | 1 | 7.6159 | 0
823 | 1 | 2.5033 | 39.9882
824 | 1 | 7.3142 | 0
825 | 1 | -7.4853 | 294.2718
826 | 1 | 6.7379 | 82.027
827 | 1 | -15.9267 | 357.8428
828 | 1 | 11.2849 | 0
829 | 1 | -56.6349 | 614.1771
830 | 1 | 1.6113 | 47.1655
831 | 1 | 11.3781 | 2.0507
832 | 1 | 4.3642 | 65.6216
833 | 1 | 10.7951 | 0
834 | 1 | 11.5272 | 0
835 | 1 | 4.5999 | 0
836 | 1 | -25.7022 | 630.5825
837 | 1 | 8.0759 | 19.4814
838 | 1 | 10.087 | 63.5709
839 | 1 | 7.3493 | 0
840 | 1 | -15.9958 | 344.5134
841 | 1 | 15.6113 | 3.076
842 | 1 | 7.922 | -4.1013
843 | 1 | 6.3983 | 7.1774
844 | 1 | 4.629 | 2.0507
845 | 1 | 13.6356 | 0
846 | 1 | 1.8018 | 0
847 | 1 | 0.47686 | 17.4307
848 | 1 | -110.5283 | 555.7329

## res_line
| p_from_mw | q_from_mvar | p_to_mw | q_to_mvar | pl_mw | ql_mvar | i_from_ka | i_to_ka | i_ka | vm_from_pu | va_from_degree | vm_to_pu | va_to_degree | loading_percent
0 | -272.5151 | 0 | 272.5151 | 0 | 0 | 0 | 0.39334 | 0.39334 | 0.39334 | 1 | 15.2117 | 1 | 16.7467 | 13.1143
1 | 46.9409 | 0 | -46.9409 | 0 | 0 | 0 | 0.067753 | 0.067753 | 0.067753 | 1 | 15.2117 | 1 | 15.0765 | 2.1652
2 | -325.7957 | 0 | 325.7957 | 0 | 0 | 0 | 0.47025 | 0.47025 | 0.47025 | 1 | 14.9015 | 1 | 16.7467 | 29.4039
3 | -60.7565 | 0 | 60.7565 | 0 | 0 | 0 | 0.087694 | 0.087694 | 0.087694 | 1 | 14.9015 | 1 | 15.0765 | 5.4834
4 | 56.5429 | 0 | -56.5429 | 0 | 0 | 0 | 0.11871 | 0.11871 | 0.11871 | 1 | 6.6628 | 1 | 6.4862 | 7.1573
5 | 101.0168 | 0 | -101.0168 | 0 | 0 | 0 | 0.21208 | 0.21208 | 0.21208 | 1 | 6.6628 | 1 | 5.8222 | 12.7869
6 | -58.2895 | 0 | 58.2895 | 0 | 0 | 0 | 0.12238 | 0.12238 | 0.12238 | 1 | 6.6628 | 1 | 7.3772 | 10.8345
7 | -104.8766 | 0 | 104.8766 | 0 | 0 | 0 | 0.22018 | 0.22018 | 0.22018 | 1 | 6.6628 | 1 | 7.3493 | 13.7633
8 | -78.4713 | 0 | 78.4713 | 0 | 0 | 0 | 0.16475 | 0.16475 | 0.16475 | 1 | 6.6628 | 1 | 7.1841 | 13.1885
9 | 322.8616 | 0 | -322.8616 | 0 | 0 | 0 | 0.67783 | 0.67783 | 0.67783 | 1 | 6.6939 | 1 | 5.2828 | 60.348
10 | -330.039 | 0 | 330.039 | 0 | 0 | 0 | 0.6929 | 0.6929 | 0.6929 | 1 | 6.6939 | 1 | 7.4297 | 43.3122
11 | 8.1816 | 0 | -8.1816 | 0 | 0 | 0 | 0.011809 | 0.011809 | 0.011809 | 1 | 15.3362 | 1 | 15.2454 | 0.73841
12 | 37.8413 | 0 | -37.8413 | 0 | 0 | 0 | 0.054619 | 0.054619 | 0.054619 | 1 | 15.3362 | 1 | 15.0159 | 3.4153
13 | 83.4597 | 0 | -83.4597 | 0 | 0 | 0 | 0.12046 | 0.12046 | 0.12046 | 1 | 16.1726 | 1 | 15.2454 | 7.5325
14 | 171.3681 | 0 | -171.3681 | 0 | 0 | 0 | 0.24735 | 0.24735 | 0.24735 | 1 | 16.1726 | 1 | 14.7223 | 15.4664
15 | -33.8889 | 0 | 33.8889 | 0 | 0 | 0 | 0.048914 | 0.048914 | 0.048914 | 1 | 9.342 | 1 | 9.4784 | 1.9409
16 | -83.6628 | 0 | 83.6628 | 0 | 0 | 0 | 0.12076 | 0.12076 | 0.12076 | 1 | 9.342 | 1 | 9.5352 | 4.7917
17 | -217.5262 | 0 | 217.5262 | 0 | 0 | 0 | 0.31397 | 0.31397 | 0.31397 | 1 | 8.6027 | 1 | 9.4784 | 12.3175
18 | -181.6922 | 0 | 181.6922 | 0 | 0 | 0 | 0.26225 | 0.26225 | 0.26225 | 1 | 8.6027 | 1 | 9.0223 | 10.2883
19 | -180.2263 | 0 | 180.2263 | 0 | 0 | 0 | 0.26013 | 0.26013 | 0.26013 | 1 | 17.2536 | 1 | 17.936 | 8.1293
20 | 127.9341 | 0 | -127.9341 | 0 | 0 | 0 | 0.18466 | 0.18466 | 0.18466 | 1 | 17.2536 | 1 | 16.7467 | 5.7706
21 | 255.1258 | 0 | -255.1258 | 0 | 0 | 0 | 0.53563 | 0.53563 | 0.53563 | 1 | 6.3012 | 1 | 5.5387 | 25.0615
22 | -255.1258 | 0 | 255.1258 | 0 | 0 | 0 | 0.53563 | 0.53563 | 0.53563 | 1 | 6.3012 | 1 | 7.3958 | 17.8285
23 | 268.5666 | 0 | -268.5666 | 0 | 0 | 0 | 0.56384 | 0.56384 | 0.56384 | 1 | 11.48 | 1 | 10.7951 | 26.8567
24 | 260.9441 | 0 | -260.9441 | 0 | 0 | 0 | 0.54784 | 0.54784 | 0.54784 | 1 | 11.574 | 1 | 10.9101 | 24.9946
25 | -1034.5333 | 0 | 1034.5333 | 0 | 0 | 0 | 1.4932 | 1.4932 | 1.4932 | 1 | 13.16 | 1 | 14.7183 | 34.9741
26 | -1034.5333 | 0 | 1034.5333 | 0 | 0 | 0 | 1.4932 | 1.4932 | 1.4932 | 1 | 13.16 | 1 | 14.7183 | 34.9741
27 | 830.5435 | 0 | -830.5435 | 0 | 0 | 0 | 1.1988 | 1.1988 | 1.1988 | 1 | 13.16 | 1 | 12.2487 | 48.5698
28 | 832.7177 | 0 | -832.7177 | 0 | 0 | 0 | 1.2019 | 1.2019 | 1.2019 | 1 | 13.16 | 1 | 12.2487 | 47.6929
29 | -303.5185 | 0 | 303.5185 | 0 | 0 | 0 | 0.43809 | 0.43809 | 0.43809 | 1 | 13.16 | 1 | 13.7092 | 17.3836
30 | -222.119 | 0 | 222.119 | 0 | 0 | 0 | 0.3206 | 0.3206 | 0.3206 | 1 | 13.16 | 1 | 13.5619 | 12.7216
31 | -44.2618 | 0 | 44.2618 | 0 | 0 | 0 | 0.092926 | 0.092926 | 0.092926 | 1 | 9.8405 | 1 | 10.0272 | 5.8086
32 | -481.0424 | 0 | 481.0424 | 0 | 0 | 0 | 1.0099 | 1.0099 | 1.0099 | 1 | 9.8405 | 1 | 10.9195 | 77.2139
33 | -237.5469 | 0 | 237.5469 | 0 | 0 | 0 | 0.49872 | 0.49872 | 0.49872 | 1 | 9.0299 | 1 | 10.0272 | 35.8832
34 | 0 | 0 | 0 | 0 | 0 | 0 | 0 | 0 | 0 | 1 | 9.8405 | 1 | 9.8405 | 0
35 | 0 | 0 | 0 | 0 | 0 | 0 | 0 | 0 | 0 | 1 | 9.8405 | 1 | 9.8405 | 0
36 | 0 | 0 | 0 | 0 | 0 | 0 | 0 | 0 | 0 | 1 | 9.4004 | 1 | 9.4004 | 0
37 | -49.4164 | 0 | 49.4164 | 0 | 0 | 0 | 0.10375 | 0.10375 | 0.10375 | 1 | 2.4945 | 1 | 2.7182 | 6.4851
38 | -49.4164 | 0 | 49.4164 | 0 | 0 | 0 | 0.10375 | 0.10375 | 0.10375 | 1 | 2.4945 | 1 | 2.7182 | 6.4851
39 | -54.6025 | 0 | 54.6025 | 0 | 0 | 0 | 0.11464 | 0.11464 | 0.11464 | 1 | 2.4945 | 1 | 2.9668 | 7.1657
40 | 119.5993 | 0 | -119.5993 | 0 | 0 | 0 | 0.25109 | 0.25109 | 0.25109 | 1 | 2.4945 | 1 | 0.83564 | 18.746
41 | -179.2582 | 0 | 179.2582 | 0 | 0 | 0 | 0.25874 | 0.25874 | 0.25874 | 1 | 18.1032 | 1 | 18.4678 | 6.3499
42 | -239.4623 | 0 | 239.4623 | 0 | 0 | 0 | 0.34563 | 0.34563 | 0.34563 | 1 | 18.1032 | 1 | 18.9933 | 8.3933
43 | 790.1928 | 0 | -790.1928 | 0 | 0 | 0 | 1.1405 | 1.1405 | 1.1405 | 1 | 18.1032 | 1 | 13.0057 | 26.5969
44 | 1139.0926 | 0 | -1139.0926 | 0 | 0 | 0 | 1.6441 | 1.6441 | 1.6441 | 1 | 18.1032 | 1 | 10.755 | 38.3404
45 | -25.7472 | 0 | 25.7472 | 0 | 0 | 0 | 0.054055 | 0.054055 | 0.054055 | 1 | 2.2054 | 1 | 2.3063 | 3.3789
46 | -25.7472 | 0 | 25.7472 | 0 | 0 | 0 | 0.054055 | 0.054055 | 0.054055 | 1 | 2.2054 | 1 | 2.3063 | 3.3789
47 | 0.2275 | 0 | -0.2275 | 0 | 0 | 0 | 0.00047763 | 0.00047763 | 0.00047763 | 1 | 2.2054 | 1 | 2.205 | 0.030785
48 | -312.3887 | 0 | 312.3887 | 0 | 0 | 0 | 0.65585 | 0.65585 | 0.65585 | 1 | 1.2426 | 1 | 2.9668 | 40.9959
49 | -18.722 | 0 | 18.722 | 0 | 0 | 0 | 0.039306 | 0.039306 | 0.039306 | 1 | 1.2426 | 1 | 1.3631 | 2.457
50 | -20.9857 | 0 | 20.9857 | 0 | 0 | 0 | 0.044058 | 0.044058 | 0.044058 | 1 | 1.2426 | 1 | 1.3631 | 2.754
51 | -70.3426 | 0 | 70.3426 | 0 | 0 | 0 | 0.14768 | 0.14768 | 0.14768 | 1 | 1.2426 | 1 | 1.7555 | 9.2313
52 | -0.95561 | 0 | 0.95561 | 0 | 0 | 0 | 0.0020063 | 0.0020063 | 0.0020063 | 1 | 17.7904 | 1 | 17.798 | 0.17762
53 | -0.95809 | 0 | 0.95809 | 0 | 0 | 0 | 0.0020115 | 0.0020115 | 0.0020115 | 1 | 17.7904 | 1 | 17.798 | 0.17808
54 | 428.5205 | 0 | -428.5205 | 0 | 0 | 0 | 0.89966 | 0.89966 | 0.89966 | 1 | 17.7904 | 1 | 16.0363 | 35.1246
55 | 241.781 | 0 | -241.781 | 0 | 0 | 0 | 0.34898 | 0.34898 | 0.34898 | 1 | 18.9608 | 1 | 18.2488 | 12.6521
56 | 239.7397 | 0 | -239.7397 | 0 | 0 | 0 | 0.34603 | 0.34603 | 0.34603 | 1 | 18.9608 | 1 | 18.2474 | 12.5453
57 | 511.9366 | 0 | -511.9366 | 0 | 0 | 0 | 0.73892 | 0.73892 | 0.73892 | 1 | 4.8704 | 1 | 4.8429 | 52.2384
58 | 512.9634 | 0 | -512.9634 | 0 | 0 | 0 | 0.7404 | 0.7404 | 0.7404 | 1 | 4.8704 | 1 | 4.8449 | 20.4368
59 | 502.4686 | 0 | -502.4686 | 0 | 0 | 0 | 0.72525 | 0.72525 | 0.72525 | 1 | 24.3268 | 1 | 21.0834 | 18.1725
60 | 502.4686 | 0 | -502.4686 | 0 | 0 | 0 | 0.72525 | 0.72525 | 0.72525 | 1 | 24.3268 | 1 | 21.0834 | 18.1725
61 | -760.612 | 0 | 760.612 | 0 | 0 | 0 | 1.0978 | 1.0978 | 1.0978 | 1 | 24.3268 | 1 | 28.2233 | 27.5086
62 | -166.4004 | 0 | 166.4004 | 0 | 0 | 0 | 0.24018 | 0.24018 | 0.24018 | 1 | 21.2615 | 1 | 21.384 | 5.6008
63 | 123.3362 | 0 | -123.3362 | 0 | 0 | 0 | 0.17802 | 0.17802 | 0.17802 | 1 | 21.2615 | 1 | 21.0834 | 4.1513
64 | -31.5267 | 0 | 31.5267 | 0 | 0 | 0 | 0.066189 | 0.066189 | 0.066189 | 1 | 5.3548 | 1 | 5.4837 | 5.0932
65 | -14.492 | 0 | 14.492 | 0 | 0 | 0 | 0.030425 | 0.030425 | 0.030425 | 1 | 5.3548 | 1 | 5.4258 | 2.3412
66 | -225.8753 | 0 | 225.8753 | 0 | 0 | 0 | 0.47422 | 0.47422 | 0.47422 | 1 | 5.3548 | 1 | 7.791 | 22.1881
67 | 194.9938 | 0 | -194.9938 | 0 | 0 | 0 | 0.28145 | 0.28145 | 0.28145 | 1 | 4.8442 | 1 | 3.5794 | 9.0864
68 | 25.4903 | 0 | -25.4903 | 0 | 0 | 0 | 0.053516 | 0.053516 | 0.053516 | 1 | 3.8471 | 1 | 3.7284 | 3.3852
69 | 247.8432 | 0 | -247.8432 | 0 | 0 | 0 | 0.52034 | 0.52034 | 0.52034 | 1 | 3.8471 | 1 | 3.1933 | 33.0899
70 | -323.5751 | 0 | 323.5751 | 0 | 0 | 0 | 0.67933 | 0.67933 | 0.67933 | 1 | 3.8471 | 1 | 5.023 | 34.9811
71 | 90.8489 | 0 | -90.8489 | 0 | 0 | 0 | 0.13113 | 0.13113 | 0.13113 | 1 | 24.1713 | 1 | 23.5248 | 6.7496
72 | 90.8489 | 0 | -90.8489 | 0 | 0 | 0 | 0.13113 | 0.13113 | 0.13113 | 1 | 24.1713 | 1 | 23.5248 | 6.7496
73 | -215.0791 | 0 | 215.0791 | 0 | 0 | 0 | 0.45155 | 0.45155 | 0.45155 | 1 | 10.2311 | 1 | 10.6296 | 23.2518
74 | 85.4479 | 0 | -85.4479 | 0 | 0 | 0 | 0.17939 | 0.17939 | 0.17939 | 1 | 10.2311 | 1 | 10.1096 | 9.2376
75 | -259.0634 | 0 | 259.0634 | 0 | 0 | 0 | 0.54389 | 0.54389 | 0.54389 | 1 | 9.9853 | 1 | 10.4605 | 28.0068
76 | -85.4479 | 0 | 85.4479 | 0 | 0 | 0 | 0.17939 | 0.17939 | 0.17939 | 1 | 9.9853 | 1 | 10.1096 | 9.2376
77 | -423.1573 | 0 | 423.1573 | 0 | 0 | 0 | 0.8884 | 0.8884 | 0.8884 | 1 | 5.2828 | 1 | 7.2964 | 56.1962
78 | 181.4146 | 0 | -181.4146 | 0 | 0 | 0 | 0.38087 | 0.38087 | 0.38087 | 1 | 5.2828 | 1 | 4.6677 | 36.3556
79 | 137.8159 | 0 | -137.8159 | 0 | 0 | 0 | 0.28934 | 0.28934 | 0.28934 | 1 | 5.2828 | 1 | 4.8024 | 36.1721
80 | 595.9134 | 0 | -595.9134 | 0 | 0 | 0 | 1.2511 | 1.2511 | 1.2511 | 1 | 5.2828 | 1 | 4.8834 | 78.2039
81 | 628.6701 | 0 | -628.6701 | 0 | 0 | 0 | 1.3199 | 1.3199 | 1.3199 | 1 | 5.2828 | 1 | 4.8614 | 82.5026
82 | 9.1186 | 0 | -9.1186 | 0 | 0 | 0 | 0.019144 | 0.019144 | 0.019144 | 1 | 7.3394 | 1 | 7.2964 | 0.89574
83 | -78.7633 | 0 | 78.7633 | 0 | 0 | 0 | 0.16536 | 0.16536 | 0.16536 | 1 | 7.3394 | 1 | 7.447 | 14.7221
84 | 28.9181 | 0 | -28.9181 | 0 | 0 | 0 | 0.060712 | 0.060712 | 0.060712 | 1 | 7.3394 | 1 | 7.3172 | 3.795
85 | 36.7035 | 0 | -36.7035 | 0 | 0 | 0 | 0.077057 | 0.077057 | 0.077057 | 1 | 7.3394 | 1 | 7.3112 | 4.8167
86 | -325.772 | 0 | 325.772 | 0 | 0 | 0 | 0.47021 | 0.47021 | 0.47021 | 1 | 7.329 | 1 | 8.5079 | 14.889
87 | -467.9999 | 0 | 467.9999 | 0 | 0 | 0 | 0.6755 | 0.6755 | 0.6755 | 1 | 7.329 | 1 | 9.0226 | 21.1669
88 | 539.3735 | 0 | -539.3735 | 0 | 0 | 0 | 0.77852 | 0.77852 | 0.77852 | 1 | 13.3629 | 1 | 11.2849 | 24.329
89 | 539.7749 | 0 | -539.7749 | 0 | 0 | 0 | 0.7791 | 0.7791 | 0.7791 | 1 | 13.3629 | 1 | 11.2849 | 26.4985
90 | -1226.3889 | 0 | 1226.3889 | 0 | 0 | 0 | 1.7701 | 1.7701 | 1.7701 | 1 | 13.3629 | 1 | 15.5081 | 55.3175
91 | -1226.3889 | 0 | 1226.3889 | 0 | 0 | 0 | 1.7701 | 1.7701 | 1.7701 | 1 | 13.3629 | 1 | 15.5081 | 55.3175
92 | 395.0657 | 0 | -395.0657 | 0 | 0 | 0 | 0.57023 | 0.57023 | 0.57023 | 1 | 13.3629 | 1 | 11.2136 | 20.6732
93 | 396.1436 | 0 | -396.1436 | 0 | 0 | 0 | 0.57178 | 0.57178 | 0.57178 | 1 | 13.3629 | 1 | 11.2078 | 20.7296
94 | 319.882 | 0 | -319.882 | 0 | 0 | 0 | 0.46171 | 0.46171 | 0.46171 | 1 | 16.6277 | 1 | 15.2762 | 14.2932
95 | 321.0139 | 0 | -321.0139 | 0 | 0 | 0 | 0.46334 | 0.46334 | 0.46334 | 1 | 16.6277 | 1 | 15.2762 | 10.8049
96 | -469.6078 | 0 | 469.6078 | 0 | 0 | 0 | 0.67782 | 0.67782 | 0.67782 | 1 | 16.6277 | 1 | 18.9933 | 15.8064
97 | -469.6613 | 0 | 469.6613 | 0 | 0 | 0 | 0.6779 | 0.6779 | 0.6779 | 1 | 16.6277 | 1 | 18.9933 | 15.8082
98 | -223.338 | 0 | 223.338 | 0 | 0 | 0 | 0.46889 | 0.46889 | 0.46889 | 1 | 0.77847 | 1 | 2.8279 | 21.9389
99 | -187.8398 | 0 | 187.8398 | 0 | 0 | 0 | 0.39436 | 0.39436 | 0.39436 | 1 | 0.77847 | 1 | 1.7555 | 24.6509
100 | 210.2116 | 0 | -210.2116 | 0 | 0 | 0 | 0.44133 | 0.44133 | 0.44133 | 1 | 0.77847 | 1 | 0.36848 | 30.8681
101 | 72.6122 | 0 | -72.6122 | 0 | 0 | 0 | 0.15245 | 0.15245 | 0.15245 | 1 | 2.5341 | 1 | 2.4022 | 12.1222
102 | 72.75 | 0 | -72.75 | 0 | 0 | 0 | 0.15274 | 0.15274 | 0.15274 | 1 | 2.5341 | 1 | 2.4022 | 12.1452
103 | 0 | 0 | 0 | 0 | 0 | 0 | 0 | 0 | 0 | 1 | 8.9717 | 1 | 8.9717 | 0
104 | 0 | 0 | 0 | 0 | 0 | 0 | 0 | 0 | 0 | 1 | 8.552 | 1 | 8.552 | 0
105 | 0 | 0 | 0 | 0 | 0 | 0 | 0 | 0 | 0 | 1 | 28.7271 | 1 | 28.7271 | 0
106 | 0 | 0 | 0 | 0 | 0 | 0 | 0 | 0 | 0 | 1 | 28.7271 | 1 | 28.7271 | 0
107 | 0 | 0 | 0 | 0 | 0 | 0 | 0 | 0 | 0 | 1 | 28.7271 | 1 | 28.7271 | 0
108 | 1823.1197 | 0 | -1823.1197 | 0 | 0 | 0 | 2.6314 | 2.6314 | 2.6314 | 1 | 28.7271 | 1 | 25.7814 | 63.9018
109 | 1877.5034 | 0 | -1877.5034 | 0 | 0 | 0 | 2.7099 | 2.7099 | 2.7099 | 1 | 28.7271 | 1 | 22.9063 | 67.9025
110 | -531.35 | 0 | 531.35 | 0 | 0 | 0 | 0.76694 | 0.76694 | 0.76694 | 1 | 28.7271 | 1 | 30.1908 | 29.5031
111 | -531.35 | 0 | 531.35 | 0 | 0 | 0 | 0.76694 | 0.76694 | 0.76694 | 1 | 28.7271 | 1 | 30.1908 | 29.5031
112 | -973.0629 | 0 | 973.0629 | 0 | 0 | 0 | 1.4045 | 1.4045 | 1.4045 | 1 | 28.7271 | 1 | 31.5844 | 32.896
113 | -973.0629 | 0 | 973.0629 | 0 | 0 | 0 | 1.4045 | 1.4045 | 1.4045 | 1 | 28.7271 | 1 | 31.5844 | 32.8849
114 | 73.5453 | 0 | -73.5453 | 0 | 0 | 0 | 0.32168 | 0.32168 | 0.32168 | 1 | 1.0884 | 1 | 0.2182 | 30.6439
115 | -73.5453 | 0 | 73.5453 | 0 | 0 | 0 | 0.32168 | 0.32168 | 0.32168 | 1 | -0.64357 | 1 | 0.2182 | 30.6439
116 | -642.1523 | 0 | 642.1523 | 0 | 0 | 0 | 0.92687 | 0.92687 | 0.92687 | 1 | 2.6891 | 1 | 3.4187 | 21.614
117 | 529.2464 | 0 | -529.2464 | 0 | 0 | 0 | 0.7639 | 0.7639 | 0.7639 | 1 | 2.6891 | 1 | 1.8018 | 21.8878
118 | -646.0998 | 0 | 646.0998 | 0 | 0 | 0 | 0.93256 | 0.93256 | 0.93256 | 1 | 2.6846 | 1 | 3.4187 | 21.7469
119 | 529.1027 | 0 | -529.1027 | 0 | 0 | 0 | 0.76369 | 0.76369 | 0.76369 | 1 | 2.6846 | 1 | 1.8018 | 21.8818
120 | 68.1977 | 0 | -68.1977 | 0 | 0 | 0 | 0.14318 | 0.14318 | 0.14318 | 1 | 7.0523 | 1 | 6.4862 | 12.6762
121 | -95.8818 | 0 | 95.8818 | 0 | 0 | 0 | 0.2013 | 0.2013 | 0.2013 | 1 | 7.0523 | 1 | 7.6216 | 17.8219
122 | -57.7605 | 0 | 57.7605 | 0 | 0 | 0 | 0.12127 | 0.12127 | 0.12127 | 1 | 3.0358 | 1 | 3.1933 | 8.6858
123 | -67.0422 | 0 | 67.0422 | 0 | 0 | 0 | 0.14075 | 0.14075 | 0.14075 | 1 | 3.0358 | 1 | 3.1933 | 10.0815
124 | -277.3952 | 0 | 277.3952 | 0 | 0 | 0 | 0.40039 | 0.40039 | 0.40039 | 1 | 3.1291 | 1 | 3.5382 | 14.0169
125 | 366.139 | 0 | -366.139 | 0 | 0 | 0 | 0.52848 | 0.52848 | 0.52848 | 1 | 3.1291 | 1 | 0.78395 | 18.8731
126 | 0 | 0 | 0 | 0 | 0 | 0 | 0 | 0 | 0 | 1 | 3.1624 | 1 | 3.1624 | 0
127 | -36.5484 | 0 | 36.5484 | 0 | 0 | 0 | 0.052753 | 0.052753 | 0.052753 | 1 | 3.1539 | 1 | 3.1624 | 2.3534
128 | 16.3414 | 0 | -16.3414 | 0 | 0 | 0 | 0.023587 | 0.023587 | 0.023587 | 1 | 3.259 | 1 | 3.1624 | 0.7105
129 | -132.3101 | 0 | 132.3101 | 0 | 0 | 0 | 0.19097 | 0.19097 | 0.19097 | 1 | 3.259 | 1 | 3.7189 | 4.473
130 | 119.513 | 0 | -119.513 | 0 | 0 | 0 | 0.1725 | 0.1725 | 0.1725 | 1 | 17.6756 | 1 | 16.7467 | 5.3908
131 | -229.2241 | 0 | 229.2241 | 0 | 0 | 0 | 0.33086 | 0.33086 | 0.33086 | 1 | 17.6756 | 1 | 18.9071 | 9.4799
132 | -180.2263 | 0 | 180.2263 | 0 | 0 | 0 | 0.26013 | 0.26013 | 0.26013 | 1 | 17.936 | 1 | 18.9071 | 7.4535
133 | 396.8009 | 0 | -396.8009 | 0 | 0 | 0 | 0.57273 | 0.57273 | 0.57273 | 1 | 21.384 | 1 | 21.3306 | 49.6001
134 | 401.9319 | 0 | -401.9319 | 0 | 0 | 0 | 0.58014 | 0.58014 | 0.58014 | 1 | 21.384 | 1 | 21.3306 | 50.2415
135 | 134.8668 | 0 | -134.8668 | 0 | 0 | 0 | 0.19466 | 0.19466 | 0.19466 | 1 | 21.384 | 1 | 21.0834 | 14.9686
136 | -196.6121 | 0 | 196.6121 | 0 | 0 | 0 | 0.41278 | 0.41278 | 0.41278 | 1 | 10.0272 | 1 | 10.7289 | 17.8091
137 | -89.2979 | 0 | 89.2979 | 0 | 0 | 0 | 0.18748 | 0.18748 | 0.18748 | 1 | 10.0272 | 1 | 10.3465 | 8.0886
138 | -206.6864 | 0 | 206.6864 | 0 | 0 | 0 | 0.43393 | 0.43393 | 0.43393 | 1 | 7.2964 | 1 | 9.4351 | 16.4298
139 | -207.3523 | 0 | 207.3523 | 0 | 0 | 0 | 0.43533 | 0.43533 | 0.43533 | 1 | 7.2964 | 1 | 9.4351 | 15.0802
140 | -1033.8675 | 0 | 1033.8675 | 0 | 0 | 0 | 1.4923 | 1.4923 | 1.4923 | 1 | 14.7183 | 1 | 16.2401 | 39.9023
141 | -0.66579 | 0 | 0.66579 | 0 | 0 | 0 | 0.00096099 | 0.00096099 | 0.00096099 | 1 | 14.7183 | 1 | 14.7185 | 0.022508
142 | -1033.8675 | 0 | 1033.8675 | 0 | 0 | 0 | 1.4923 | 1.4923 | 1.4923 | 1 | 14.7183 | 1 | 16.2401 | 39.9023
143 | -0.66579 | 0 | 0.66579 | 0 | 0 | 0 | 0.00096098 | 0.00096098 | 0.00096098 | 1 | 14.7183 | 1 | 14.7185 | 0.022508
144 | 132.5607 | 0 | -132.5607 | 0 | 0 | 0 | 0.27831 | 0.27831 | 0.27831 | 1 | 7.5736 | 1 | 7.3493 | 17.3964
145 | 162.5489 | 0 | -162.5489 | 0 | 0 | 0 | 0.34126 | 0.34126 | 0.34126 | 1 | 7.459 | 1 | 7.1841 | 21.3319
146 | -205.4787 | 0 | 205.4787 | 0 | 0 | 0 | 0.29658 | 0.29658 | 0.29658 | 1 | 8.0799 | 1 | 8.5974 | 9.2683
147 | 91.3741 | 0 | -91.3741 | 0 | 0 | 0 | 0.13189 | 0.13189 | 0.13189 | 1 | 8.0799 | 1 | 7.8349 | 4.1215
148 | 13.5423 | 0 | -13.5423 | 0 | 0 | 0 | 0.019547 | 0.019547 | 0.019547 | 1 | 8.0799 | 1 | 8.0461 | 0.61084
149 | 13.0493 | 0 | -13.0493 | 0 | 0 | 0 | 0.018835 | 0.018835 | 0.018835 | 1 | 8.0799 | 1 | 7.9998 | 0.5886
150 | -13.2281 | 0 | 13.2281 | 0 | 0 | 0 | 0.019093 | 0.019093 | 0.019093 | 1 | 8.0799 | 1 | 8.1612 | 0.49139
151 | -194.3686 | 0 | 194.3686 | 0 | 0 | 0 | 0.28055 | 0.28055 | 0.28055 | 1 | 8.0799 | 1 | 8.7649 | 8.7672
152 | 0 | 0 | 0 | 0 | 0 | 0 | 0 | 0 | 0 | 1 | 11.7168 | 1 | 11.7168 | 0
153 | 0 | 0 | 0 | 0 | 0 | 0 | 0 | 0 | 0 | 1 | 11.7168 | 1 | 11.7168 | 0
154 | -67.1602 | 0 | 67.1602 | 0 | 0 | 0 | 0.096937 | 0.096937 | 0.096937 | 1 | 11.7168 | 1 | 11.7398 | 6.8252
155 | 120.171 | 0 | -120.171 | 0 | 0 | 0 | 0.17345 | 0.17345 | 0.17345 | 1 | 11.7168 | 1 | 11.6759 | 12.2125
156 | 128.3841 | 0 | -128.3841 | 0 | 0 | 0 | 0.18531 | 0.18531 | 0.18531 | 1 | 11.7168 | 1 | 11.6759 | 13.0472
157 | -283.9287 | 0 | 283.9287 | 0 | 0 | 0 | 0.40982 | 0.40982 | 0.40982 | 1 | 11.7168 | 1 | 11.842 | 28.8545
158 | 1912.7197 | 0 | -1912.7197 | 0 | 0 | 0 | 2.7608 | 2.7608 | 2.7608 | 1 | 25.7814 | 1 | 22.943 | 67.0424
159 | 38.6421 | 0 | -38.6421 | 0 | 0 | 0 | 0.055775 | 0.055775 | 0.055775 | 1 | 3.4187 | 1 | 3.1624 | 1.3544
160 | 38.6855 | 0 | -38.6855 | 0 | 0 | 0 | 0.055838 | 0.055838 | 0.055838 | 1 | 3.4187 | 1 | 3.1624 | 1.356
161 | -271.3046 | 0 | 271.3046 | 0 | 0 | 0 | 0.39159 | 0.39159 | 0.39159 | 1 | 3.4187 | 1 | 3.4964 | 19.5324
162 | -279.6954 | 0 | 279.6954 | 0 | 0 | 0 | 0.40371 | 0.40371 | 0.40371 | 1 | 3.4187 | 1 | 3.4964 | 20.1365
163 | -470.7656 | 0 | 470.7656 | 0 | 0 | 0 | 0.67949 | 0.67949 | 0.67949 | 1 | 3.4187 | 1 | 4.8429 | 21.2344
164 | -471.4274 | 0 | 471.4274 | 0 | 0 | 0 | 0.68045 | 0.68045 | 0.68045 | 1 | 3.4187 | 1 | 4.8449 | 21.2642
165 | 50.2316 | 0 | -50.2316 | 0 | 0 | 0 | 0.072503 | 0.072503 | 0.072503 | 1 | 3.4187 | 1 | 3.3381 | 2.3429
166 | 50.2316 | 0 | -50.2316 | 0 | 0 | 0 | 0.072503 | 0.072503 | 0.072503 | 1 | 3.4187 | 1 | 3.3381 | 2.5382
167 | -438.9122 | 0 | 438.9122 | 0 | 0 | 0 | 0.63352 | 0.63352 | 0.63352 | 1 | 16.8446 | 1 | 17.5231 | 16.4819
168 | 438.9122 | 0 | -438.9122 | 0 | 0 | 0 | 0.63352 | 0.63352 | 0.63352 | 1 | 16.8446 | 1 | 16.2411 | 20.2544
169 | 27.5206 | 0 | -27.5206 | 0 | 0 | 0 | 0.039723 | 0.039723 | 0.039723 | 1 | 11.8043 | 1 | 11.4912 | 1.5762
170 | -62.4557 | 0 | 62.4557 | 0 | 0 | 0 | 0.090147 | 0.090147 | 0.090147 | 1 | 11.8043 | 1 | 12.2829 | 2.8171
171 | 658.8873 | 0 | -658.8873 | 0 | 0 | 0 | 0.95102 | 0.95102 | 0.95102 | 1 | 11.8043 | 1 | 9.7113 | 33.2939
172 | 10.2534 | 0 | -10.2534 | 0 | 0 | 0 | 0.014799 | 0.014799 | 0.014799 | 1 | 10.5404 | 1 | 10.4619 | 0.46249
173 | 273.184 | 0 | -273.184 | 0 | 0 | 0 | 0.39431 | 0.39431 | 0.39431 | 1 | 10.5404 | 1 | 9.7113 | 13.8041
174 | -283.4374 | 0 | 283.4374 | 0 | 0 | 0 | 0.40911 | 0.40911 | 0.40911 | 1 | 10.5404 | 1 | 10.755 | 9.5401
175 | 49.1915 | 0 | -49.1915 | 0 | 0 | 0 | 0.10328 | 0.10328 | 0.10328 | 1 | 2.7182 | 1 | 2.4022 | 4.8322
176 | -181.8605 | 0 | 181.8605 | 0 | 0 | 0 | 0.38181 | 0.38181 | 0.38181 | 1 | 2.7182 | 1 | 5.4674 | 18.1861
177 | -292.3872 | 0 | 292.3872 | 0 | 0 | 0 | 0.42202 | 0.42202 | 0.42202 | 1 | 10.8002 | 1 | 10.9895 | 13.1884
178 | -422.7664 | 0 | 422.7664 | 0 | 0 | 0 | 0.61021 | 0.61021 | 0.61021 | 1 | 10.8002 | 1 | 11.2849 | 19.0693
179 | 365.3763 | 0 | -365.3763 | 0 | 0 | 0 | 0.52738 | 0.52738 | 0.52738 | 1 | 10.8002 | 1 | 9.4784 | 16.4807
180 | -200.2142 | 0 | 200.2142 | 0 | 0 | 0 | 0.28898 | 0.28898 | 0.28898 | 1 | 10.8002 | 1 | 11.8435 | 9.0309
181 | 96.9779 | 0 | -96.9779 | 0 | 0 | 0 | 0.13998 | 0.13998 | 0.13998 | 1 | 10.8002 | 1 | 9.7727 | 11.0579
182 | 363.8092 | 0 | -363.8092 | 0 | 0 | 0 | 0.52511 | 0.52511 | 0.52511 | 1 | 10.8002 | 1 | 7.3888 | 41.4834
183 | 124.7406 | 0 | -124.7406 | 0 | 0 | 0 | 0.26189 | 0.26189 | 0.26189 | 1 | 6.4862 | 1 | 5.8222 | 15.7899
184 | 0 | 0 | 0 | 0 | 0 | 0
185 | 0 | 0 | 0 | 0 | 0 | 0
186 | 322.9711 | 0 | -322.9711 | 0 | 0 | 0 | 0.46617 | 0.46617 | 0.46617 | 1 | 15.2954 | 1 | 14.2629 | 12.1281
187 | 498.0143 | 0 | -498.0143 | 0 | 0 | 0 | 0.71882 | 0.71882 | 0.71882 | 1 | 15.2954 | 1 | 13.7018 | 18.7012
188 | -605.1151 | 0 | 605.1151 | 0 | 0 | 0 | 0.87341 | 0.87341 | 0.87341 | 1 | 10.9895 | 1 | 11.2849 | 27.2943
189 | -149.1638 | 0 | 149.1638 | 0 | 0 | 0 | 0.2153 | 0.2153 | 0.2153 | 1 | 3.1624 | 1 | 3.7189 | 6.9573
190 | 0 | 0 | 0 | 0 | 0 | 0 | 0 | 0 | 0 | 1 | 16.7423 | 1 | 16.7423 | 0
191 | 0 | 0 | 0 | 0 | 0 | 0 | 0 | 0 | 0 | 1 | 4.6171 | 1 | 4.6171 | 0
192 | 0 | 0 | 0 | 0 | 0 | 0 | 0 | 0 | 0 | 1 | 4.6171 | 1 | 4.6171 | 0
193 | 173.0821 | 0 | -173.0821 | 0 | 0 | 0 | 0.24982 | 0.24982 | 0.24982 | 1 | 3.5815 | 1 | 2.9848 | 15.6919
194 | 173.2462 | 0 | -173.2462 | 0 | 0 | 0 | 0.25006 | 0.25006 | 0.25006 | 1 | 3.5815 | 1 | 2.9853 | 7.8144
195 | 9.3155 | 0 | -9.3155 | 0 | 0 | 0 | 0.013446 | 0.013446 | 0.013446 | 1 | 3.5815 | 1 | 3.5503 | 0.53353
196 | 224.6162 | 0 | -224.6162 | 0 | 0 | 0 | 0.32421 | 0.32421 | 0.32421 | 1 | 3.5815 | 1 | 2.3204 | 21.0315
197 | -627.6308 | 0 | 627.6308 | 0 | 0 | 0 | 0.90591 | 0.90591 | 0.90591 | 1 | 3.5815 | 1 | 5.9305 | 35.9468
198 | 143.415 | 0 | -143.415 | 0 | 0 | 0 | 0.207 | 0.207 | 0.207 | 1 | 3.5815 | 1 | 3.2386 | 8.2139
199 | -687.3727 | 0 | 687.3727 | 0 | 0 | 0 | 0.99214 | 0.99214 | 0.99214 | 1 | 3.5815 | 1 | 4.9088 | 39.3684
200 | 1076.9949 | 0 | -1076.9949 | 0 | 0 | 0 | 1.5545 | 1.5545 | 1.5545 | 1 | 10.0502 | 1 | 8.8055 | 57.348
201 | 303.6973 | 0 | -303.6973 | 0 | 0 | 0 | 0.43835 | 0.43835 | 0.43835 | 1 | 10.0502 | 1 | 9.6434 | 11.2815
202 | -1490.4147 | 0 | 1490.4147 | 0 | 0 | 0 | 2.1512 | 2.1512 | 2.1512 | 1 | 10.0502 | 1 | 13.3609 | 44.892
203 | 816.806 | 0 | -816.806 | 0 | 0 | 0 | 1.179 | 1.179 | 1.179 | 1 | 9.9515 | 1 | 9.0234 | 33.3799
204 | 631.1608 | 0 | -631.1608 | 0 | 0 | 0 | 0.911 | 0.911 | 0.911 | 1 | 9.9515 | 1 | 8.5079 | 28.0765
205 | -1447.9554 | 0 | 1447.9554 | 0 | 0 | 0 | 2.0899 | 2.0899 | 2.0899 | 1 | 9.9515 | 1 | 13.1679 | 43.6131
206 | 471.5963 | 0 | -471.5963 | 0 | 0 | 0 | 0.68069 | 0.68069 | 0.68069 | 1 | 30.269 | 1 | 28.2233 | 19.5036
207 | 471.8456 | 0 | -471.8456 | 0 | 0 | 0 | 0.68105 | 0.68105 | 0.68105 | 1 | 30.269 | 1 | 28.2233 | 19.5139
208 | -471.8656 | 0 | 471.8656 | 0 | 0 | 0 | 0.68108 | 0.68108 | 0.68108 | 1 | 30.269 | 1 | 31.5859 | 19.5147
209 | -471.5762 | 0 | 471.5762 | 0 | 0 | 0 | 0.68066 | 0.68066 | 0.68066 | 1 | 30.269 | 1 | 31.5859 | 19.5027
210 | 74.3437 | 0 | -74.3437 | 0 | 0 | 0 | 0.15608 | 0.15608 | 0.15608 | 1 | 10.0087 | 1 | 9.8421 | 18.5396
211 | 74.3437 | 0 | -74.3437 | 0 | 0 | 0 | 0.15608 | 0.15608 | 0.15608 | 1 | 10.0087 | 1 | 9.8421 | 17.4516
212 | -237.8917 | 0 | 237.8917 | 0 | 0 | 0 | 0.49944 | 0.49944 | 0.49944 | 1 | 10.0087 | 1 | 10.1983 | 32.3662
213 | 0 | 0 | 0 | 0 | 0 | 0 | 0 | 0 | 0 | 1 | 12.8693 | 1 | 12.8693 | 0
214 | -10.2534 | 0 | 10.2534 | 0 | 0 | 0 | 0.014799 | 0.014799 | 0.014799 | 1 | 10.4019 | 1 | 10.4619 | 0.46249
215 | 62.4557 | 0 | -62.4557 | 0 | 0 | 0 | 0.090147 | 0.090147 | 0.090147 | 1 | 12.6498 | 1 | 12.2829 | 2.8171
216 | -62.4557 | 0 | 62.4557 | 0 | 0 | 0 | 0.090147 | 0.090147 | 0.090147 | 1 | 12.6498 | 1 | 12.8693 | 2.8171
217 | -599.4764 | 0 | 599.4764 | 0 | 0 | 0 | 0.86527 | 0.86527 | 0.86527 | 1 | 9.4784 | 1 | 10.4212 | 27.04
218 | 272.925 | 0 | -272.925 | 0 | 0 | 0 | 0.39393 | 0.39393 | 0.39393 | 1 | 9.4784 | 1 | 8.087 | 15.6314
219 | 291.8387 | 0 | -291.8387 | 0 | 0 | 0 | 0.42123 | 0.42123 | 0.42123 | 1 | 9.4784 | 1 | 7.985 | 16.7147
220 | 345.055 | 0 | -345.055 | 0 | 0 | 0 | 0.49804 | 0.49804 | 0.49804 | 1 | 9.0234 | 1 | 5.8179 | 30.7536
221 | 183.7589 | 0 | -183.7589 | 0 | 0 | 0 | 0.26523 | 0.26523 | 0.26523 | 1 | 9.0234 | 1 | 8.5079 | 10.2032
222 | 406.8198 | 0 | -406.8198 | 0 | 0 | 0 | 0.58719 | 0.58719 | 0.58719 | 1 | 8.8055 | 1 | 8.3247 | 18.35
223 | 595.7145 | 0 | -595.7145 | 0 | 0 | 0 | 0.85984 | 0.85984 | 0.85984 | 1 | 8.8055 | 1 | 5.9518 | 26.8703
224 | -143.7169 | 0 | 143.7169 | 0 | 0 | 0 | 0.30173 | 0.30173 | 0.30173 | 1 | 5.4837 | 1 | 6.9861 | 12.4863
225 | 6.4069 | 0 | -6.4069 | 0 | 0 | 0 | 0.013451 | 0.013451 | 0.013451 | 1 | 5.4837 | 1 | 5.4258 | 1.035
226 | 48.3644 | 0 | -48.3644 | 0 | 0 | 0 | 0.10154 | 0.10154 | 0.10154 | 1 | 5.4837 | 1 | 5.023 | 6.347
227 | 0 | 0 | 0 | 0 | 0 | 0 | 0 | 0 | 0 | 1 | 10.796 | 1 | 10.796 | 0
228 | 187.6368 | 0 | -187.6368 | 0 | 0 | 0 | 0.39394 | 0.39394 | 0.39394 | 1 | 10.2269 | 1 | 9.8009 | 43.6365
229 | 344.5134 | 0 | -344.5134 | 0 | 0 | 0 | 0.72329 | 0.72329 | 0.72329 | 1 | 10.2269 | 1 | 9.4468 | 80.1194
230 | -309.38 | 0 | 309.38 | 0 | 0 | 0 | 0.64953 | 0.64953 | 0.64953 | 1 | 10.2269 | 1 | 14.5991 | 49.9806
231 | 108.6327 | 0 | -108.6327 | 0 | 0 | 0 | 0.22807 | 0.22807 | 0.22807 | 1 | 10.2269 | 1 | 10.0778 | 17.5497
232 | -232.1747 | 0 | 232.1747 | 0 | 0 | 0 | 0.48744 | 0.48744 | 0.48744 | 1 | 11.3038 | 1 | 14.5991 | 37.508
233 | 324.0309 | 0 | -324.0309 | 0 | 0 | 0 | 0.68029 | 0.68029 | 0.68029 | 1 | 11.3038 | 1 | 10.868 | 52.3475
234 | -131.7738 | 0 | 131.7738 | 0 | 0 | 0 | 0.1902 | 0.1902 | 0.1902 | 1 | 11.543 | 1 | 11.6759 | 7.9239
235 | -272.925 | 0 | 272.925 | 0 | 0 | 0 | 0.39393 | 0.39393 | 0.39393 | 1 | 6.828 | 1 | 8.087 | 15.6314
236 | -250.8252 | 0 | 250.8252 | 0 | 0 | 0 | 0.36203 | 0.36203 | 0.36203 | 1 | 6.828 | 1 | 7.985 | 14.3657
237 | 266.7742 | 0 | -266.7742 | 0 | 0 | 0 | 0.38506 | 0.38506 | 0.38506 | 1 | 6.828 | 1 | 5.9305 | 12.0331
238 | 267.2293 | 0 | -267.2293 | 0 | 0 | 0 | 0.38571 | 0.38571 | 0.38571 | 1 | 6.828 | 1 | 5.9305 | 12.0536
239 | 397.9957 | 0 | -397.9957 | 0 | 0 | 0 | 0.57446 | 0.57446 | 0.57446 | 1 | 16.7467 | 1 | 15.0159 | 22.7947
240 | 466.0031 | 0 | -466.0031 | 0 | 0 | 0 | 0.67262 | 0.67262 | 0.67262 | 1 | 16.7467 | 1 | 14.7223 | 26.6898
241 | 429.4606 | 0 | -429.4606 | 0 | 0 | 0 | 0.61987 | 0.61987 | 0.61987 | 1 | 21.3306 | 1 | 18.9071 | 19.3712
242 | 139.5966 | 0 | -139.5966 | 0 | 0 | 0 | 0.20149 | 0.20149 | 0.20149 | 1 | 21.3306 | 1 | 21.0857 | 6.4419
243 | 104.1742 | 0 | -104.1742 | 0 | 0 | 0 | 0.15036 | 0.15036 | 0.15036 | 1 | 4.0648 | 1 | 3.5503 | 5.9664
244 | 195.3309 | 0 | -195.3309 | 0 | 0 | 0 | 0.28194 | 0.28194 | 0.28194 | 1 | 4.0648 | 1 | 2.5934 | 11.1873
245 | -635.4555 | 0 | 635.4555 | 0 | 0 | 0 | 0.9172 | 0.9172 | 0.9172 | 1 | 4.0648 | 1 | 9.7727 | 37.1177
246 | -428.8718 | 0 | 428.8718 | 0 | 0 | 0 | 0.61902 | 0.61902 | 0.61902 | 1 | 4.0648 | 1 | 7.3888 | 25.0509
247 | -351.7841 | 0 | 351.7841 | 0 | 0 | 0 | 0.50776 | 0.50776 | 0.50776 | 1 | 9.6434 | 1 | 10.0789 | 13.2101
248 | 655.4813 | 0 | -655.4813 | 0 | 0 | 0 | 0.94611 | 0.94611 | 0.94611 | 1 | 9.6434 | 1 | 9.0226 | 37.5419
249 | -299.2062 | 0 | 299.2062 | 0 | 0 | 0 | 0.62817 | 0.62817 | 0.62817 | 1 | 7.5079 | 1 | 7.791 | 24.7892
250 | 340.1643 | 0 | -340.1643 | 0 | 0 | 0 | 0.71416 | 0.71416 | 0.71416 | 1 | 7.5079 | 1 | 5.5835 | 45.2346
251 | 370.277 | 0 | -370.277 | 0 | 0 | 0 | 0.77738 | 0.77738 | 0.77738 | 1 | 6.9861 | 1 | 6.9364 | 37.7448
252 | -158.9381 | 0 | 158.9381 | 0 | 0 | 0 | 0.33368 | 0.33368 | 0.33368 | 1 | 8.6005 | 1 | 8.6202 | 12.9534
253 | -198.3736 | 0 | 198.3736 | 0 | 0 | 0 | 0.41648 | 0.41648 | 0.41648 | 1 | 8.6202 | 1 | 8.7843 | 19.4866
254 | 244.1605 | 0 | -244.1605 | 0 | 0 | 0 | 0.5126 | 0.5126 | 0.5126 | 1 | 6.9364 | 1 | 5.5835 | 32.4681
255 | 0 | 0 | 0 | 0 | 0 | 0 | 0 | 0 | 0 | 1 | 3.6277 | 1 | 3.6277 | 0
256 | 0 | 0 | 0 | 0 | 0 | 0 | 0 | 0 | 0 | 1 | 3.6277 | 1 | 3.6277 | 0
257 | -281.9618 | 0 | 281.9618 | 0 | 0 | 0 | 0.59197 | 0.59197 | 0.59197 | 1 | 0.30063 | 1 | 0.84442 | 25.54
258 | -285.2506 | 0 | 285.2506 | 0 | 0 | 0 | 0.59887 | 0.59887 | 0.59887 | 1 | 0.30063 | 1 | 0.85076 | 25.8379
259 | 272.8402 | 0 | -272.8402 | 0 | 0 | 0 | 0.57282 | 0.57282 | 0.57282 | 1 | 0.30063 | 1 | -0.11801 | 24.7138
260 | 272.8402 | 0 | -272.8402 | 0 | 0 | 0 | 0.57282 | 0.57282 | 0.57282 | 1 | 0.30063 | 1 | -0.11801 | 24.7138
261 | -1234.0789 | 0 | 1234.0789 | 0 | 0 | 0 | 1.7812 | 1.7812 | 1.7812 | 1 | 15.5081 | 1 | 21.0834 | 41.1497
262 | -1234.0789 | 0 | 1234.0789 | 0 | 0 | 0 | 1.7812 | 1.7812 | 1.7812 | 1 | 15.5081 | 1 | 21.0834 | 41.1497
263 | 0 | 0 | 0 | 0 | 0 | 0 | 0 | 0 | 0 | 1 | 17.37 | 1 | 17.37 | 0
264 | -63.5709 | 0 | 63.5709 | 0 | 0 | 0 | 0.13346 | 0.13346 | 0.13346 | 1 | 17.37 | 1 | 17.798 | 9.0816
265 | -6.152 | 0 | 6.152 | 0 | 0 | 0 | 0.0088797 | 0.0088797 | 0.0088797 | 1 | 1.8018 | 1 | 1.8027 | 0.55927
266 | -6.1109 | 0 | 6.1109 | 0 | 0 | 0 | 0.0088203 | 0.0088203 | 0.0088203 | 1 | 14.2629 | 1 | 14.2874 | 0.21647
267 | 329.0819 | 0 | -329.0819 | 0 | 0 | 0 | 0.47499 | 0.47499 | 0.47499 | 1 | 14.2629 | 1 | 14.0756 | 12.2244
268 | 656.5758 | 0 | -656.5758 | 0 | 0 | 0 | 0.94769 | 0.94769 | 0.94769 | 1 | 13.7018 | 1 | 13.3298 | 24.3899
269 | -158.5615 | 0 | 158.5615 | 0 | 0 | 0 | 0.22886 | 0.22886 | 0.22886 | 1 | 13.7018 | 1 | 14.2893 | 5.6168
270 | -957.7486 | 0 | 957.7486 | 0 | 0 | 0 | 1.3824 | 1.3824 | 1.3824 | 1 | 20.1207 | 1 | 20.9504 | 39.9561
271 | -957.7486 | 0 | 957.7486 | 0 | 0 | 0 | 1.3824 | 1.3824 | 1.3824 | 1 | 20.1207 | 1 | 20.9504 | 39.9561
272 | 0 | 0 | 0 | 0 | 0 | 0 | 0 | 0 | 0 | 1 | 20.1207 | 1 | 20.1207 | 0
273 | 145.7157 | 0 | -145.7157 | 0 | 0 | 0 | 0.21032 | 0.21032 | 0.21032 | 1 | 11.4017 | 1 | 10.9243 | 6.2971
274 | -27.5206 | 0 | 27.5206 | 0 | 0 | 0 | 0.039723 | 0.039723 | 0.039723 | 1 | 11.4017 | 1 | 11.4912 | 1.5762
275 | -9.1472 | 0 | 9.1472 | 0 | 0 | 0 | 0.013203 | 0.013203 | 0.013203 | 1 | 11.4017 | 1 | 11.4288 | 0.52389
276 | -162.3654 | 0 | 162.3654 | 0 | 0 | 0 | 0.23435 | 0.23435 | 0.23435 | 1 | 11.4017 | 1 | 11.8829 | 9.2993
277 | 103.0615 | 0 | -103.0615 | 0 | 0 | 0 | 0.14876 | 0.14876 | 0.14876 | 1 | 13.8453 | 1 | 13.3298 | 3.8701
278 | -143.0497 | 0 | 143.0497 | 0 | 0 | 0 | 0.20647 | 0.20647 | 0.20647 | 1 | 13.8453 | 1 | 14.0325 | 5.7588
279 | 0 | 0 | 0 | 0 | 0 | 0 | 0 | 0 | 0 | 1 | 15.023 | 1 | 15.023 | 0
280 | -2.1828e-11 | 0 | 2.1828e-11 | 0 | 0 | 0 | 4.5827e-14 | 4.5827e-14 | 4.5827e-14 | 1 | 15.023 | 1 | 15.023 | 2.1828e-12
281 | 0 | 0 | 0 | 0 | 0 | 0 | 0 | 0 | 0 | 1 | 15.023 | 1 | 15.023 | 0
282 | 0 | 0 | 0 | 0 | 0 | 0 | 0 | 0 | 0 | 1 | 15.023 | 1 | 15.023 | 0
283 | 0 | 0 | 0 | 0 | 0 | 0 | 0 | 0 | 0 | 1 | 15.023 | 1 | 15.023 | 0
284 | 0 | 0 | 0 | 0 | 0 | 0 | 0 | 0 | 0 | 1 | 15.023 | 1 | 15.023 | 0
285 | 0 | 0 | 0 | 0 | 0 | 0 | 0 | 0 | 0 | 1 | 15.023 | 1 | 15.023 | 0
286 | 0 | 0 | 0 | 0 | 0 | 0 | 0 | 0 | 0 | 1 | 15.023 | 1 | 15.023 | 0
287 | 347.1652 | 0 | -347.1652 | 0 | 0 | 0 | 0.50109 | 0.50109 | 0.50109 | 1 | 11.9798 | 1 | 11.8153 | 21.6978
288 | 347.1652 | 0 | -347.1652 | 0 | 0 | 0 | 0.50109 | 0.50109 | 0.50109 | 1 | 11.9798 | 1 | 11.8153 | 21.6978
289 | -519.2036 | 0 | 519.2036 | 0 | 0 | 0 | 0.74941 | 0.74941 | 0.74941 | 1 | 11.9798 | 1 | 12.2487 | 32.716
290 | -519.2036 | 0 | 519.2036 | 0 | 0 | 0 | 0.74941 | 0.74941 | 0.74941 | 1 | 11.9798 | 1 | 12.2487 | 32.716
291 | 0 | 0 | 0 | 0 | 0 | 0
292 | -106.7175 | 0 | 106.7175 | 0 | 0 | 0 | 0.15403 | 0.15403 | 0.15403 | 1 | -0.27148 | 1 | 0 | 3.4447
293 | -300.3241 | 0 | 300.3241 | 0 | 0 | 0 | 0.43348 | 0.43348 | 0.43348 | 1 | -0.27148 | 1 | 0.40253 | 13.7197
294 | 407.0416 | 0 | -407.0416 | 0 | 0 | 0 | 0.58751 | 0.58751 | 0.58751 | 1 | -0.27148 | 1 | -0.45946 | 169.6007
295 | -161.1805 | 0 | 161.1805 | 0 | 0 | 0 | 0.23264 | 0.23264 | 0.23264 | 1 | -0.41271 | 1 | 0 | 5.181
296 | -363.8096 | 0 | 363.8096 | 0 | 0 | 0 | 0.52511 | 0.52511 | 0.52511 | 1 | -0.41271 | 1 | 0.40253 | 16.6199
297 | 524.9902 | 0 | -524.9902 | 0 | 0 | 0 | 0.75776 | 0.75776 | 0.75776 | 1 | -0.41271 | 1 | -0.65515 | 218.7459
298 | 0 | 0 | 0 | 0 | 0 | 0 | 0 | 0 | 0 | 1 | 3.4618 | 1 | 3.4618 | 0
299 | -19.4814 | 0 | 19.4814 | 0 | 0 | 0 | 0.085209 | 0.085209 | 0.085209 | 1 | 3.4474 | 1 | 3.4618 | 64.938
300 | 244.2907 | 0 | -244.2907 | 0 | 0 | 0 | 0.51288 | 0.51288 | 0.51288 | 1 | 2.9401 | 1 | 2.4022 | 20.3237
301 | -150.2825 | 0 | 150.2825 | 0 | 0 | 0 | 0.21691 | 0.21691 | 0.21691 | 1 | 3.5503 | 1 | 4.9088 | 8.6072
302 | 0 | 0 | 0 | 0 | 0 | 0
303 | 1.1369e-13 | 0 | -1.1369e-13 | 0 | 0 | 0 | 2.3868e-16 | 2.3868e-16 | 2.3868e-16 | 1 | 17.798 | 1 | 17.798 | 1.6818e-14
304 | 38.1606 | 0 | -38.1606 | 0 | 0 | 0 | 0.080116 | 0.080116 | 0.080116 | 1 | 15.4793 | 1 | 15.3546 | 4.1255
305 | -41.2366 | 0 | 41.2366 | 0 | 0 | 0 | 0.086574 | 0.086574 | 0.086574 | 1 | 15.4793 | 1 | 15.6455 | 4.0507
306 | -22.8811 | 0 | 22.8811 | 0 | 0 | 0 | 0.048038 | 0.048038 | 0.048038 | 1 | 15.3546 | 1 | 15.5226 | 2.471
307 | 36.915 | 0 | -36.915 | 0 | 0 | 0 | 0.077501 | 0.077501 | 0.077501 | 1 | 15.3546 | 1 | 15.2837 | 3.1906
308 | 46.7631 | 0 | -46.7631 | 0 | 0 | 0 | 0.098177 | 0.098177 | 0.098177 | 1 | 15.3546 | 1 | 15.1468 | 4.0418
309 | -22.6364 | 0 | 22.6364 | 0 | 0 | 0 | 0.047524 | 0.047524 | 0.047524 | 1 | 15.3546 | 1 | 15.619 | 2.4445
310 | -22.8811 | 0 | 22.8811 | 0 | 0 | 0 | 0.048038 | 0.048038 | 0.048038 | 1 | 15.5226 | 1 | 15.619 | 2.2432
311 | 36.3778 | 0 | -36.3778 | 0 | 0 | 0 | 0.052507 | 0.052507 | 0.052507 | 1 | 15.5474 | 1 | 15.4367 | 1.6453
312 | 0 | 0 | 0 | 0 | 0 | 0
313 | -346.309 | 0 | 346.309 | 0 | 0 | 0 | 0.49985 | 0.49985 | 0.49985 | 1 | 0 | 1 | 0.030755 | 11.6563
314 | -212.3529 | 0 | 212.3529 | 0 | 0 | 0 | 0.30651 | 0.30651 | 0.30651 | 1 | 0 | 1 | 0.20075 | 6.8545
315 | 347.1652 | 0 | -347.1652 | 0 | 0 | 0 | 0.50109 | 0.50109 | 0.50109 | 1 | 11.8153 | 1 | 11.6759 | 21.6978
316 | 347.1652 | 0 | -347.1652 | 0 | 0 | 0 | 0.50109 | 0.50109 | 0.50109 | 1 | 11.8153 | 1 | 11.6759 | 21.6978
317 | 164.6708 | 0 | -164.6708 | 0 | 0 | 0 | 0.34572 | 0.34572 | 0.34572 | 1 | 9.4351 | 1 | 7.5873 | 30.7796
318 | -1169.7984 | 0 | 1169.7984 | 0 | 0 | 0 | 1.6885 | 1.6885 | 1.6885 | 1 | 11.0231 | 1 | 13.0057 | 59.1106
319 | 591.0889 | 0 | -591.0889 | 0 | 0 | 0 | 0.85316 | 0.85316 | 0.85316 | 1 | 10.4073 | 1 | 7.7342 | 31.0446
320 | -39.9562 | 0 | 39.9562 | 0 | 0 | 0 | 0.057672 | 0.057672 | 0.057672 | 1 | 13.7888 | 1 | 13.7942 | 1.3499
321 | -307.7134 | 0 | 307.7134 | 0 | 0 | 0 | 0.44415 | 0.44415 | 0.44415 | 1 | 13.7888 | 1 | 14.7223 | 15.5489
322 | -6.1109 | 0 | 6.1109 | 0 | 0 | 0 | 0.0088203 | 0.0088203 | 0.0088203 | 1 | 14.2874 | 1 | 14.2893 | 0.22053
323 | 149.4225 | 0 | -149.4225 | 0 | 0 | 0 | 0.21567 | 0.21567 | 0.21567 | 1 | 0.78896 | 1 | 0.22246 | 5.0515
324 | 155.1468 | 0 | -155.1468 | 0 | 0 | 0 | 0.22394 | 0.22394 | 0.22394 | 1 | 0.78896 | 1 | 0.20075 | 5.245
325 | -251.6189 | 0 | 251.6189 | 0 | 0 | 0 | 0.36318 | 0.36318 | 0.36318 | 1 | 8.5974 | 1 | 10.6344 | 17.6699
326 | 28.7708 | 0 | -28.7708 | 0 | 0 | 0 | 0.041527 | 0.041527 | 0.041527 | 1 | 15.2454 | 1 | 15.0818 | 1.5055
327 | 24.933 | 0 | -24.933 | 0 | 0 | 0 | 0.035988 | 0.035988 | 0.035988 | 1 | 15.2454 | 1 | 15.1036 | 2.2503
328 | 11.8704 | 0 | -11.8704 | 0 | 0 | 0 | 0.05192 | 0.05192 | 0.05192 | 1 | 8.8735 | 1 | 8.7126 | 3.2522
329 | -11.8704 | 0 | 11.8704 | 0 | 0 | 0 | 0.05192 | 0.05192 | 0.05192 | 1 | 8.552 | 1 | 8.7126 | 3.2433
330 | -119.6297 | 0 | 119.6297 | 0 | 0 | 0 | 0.25116 | 0.25116 | 0.25116 | 1 | 8.9717 | 1 | 10.1774 | 22.8301
331 | -124.294 | 0 | 124.294 | 0 | 0 | 0 | 0.26095 | 0.26095 | 0.26095 | 1 | 8.9717 | 1 | 10.2325 | 23.7202
332 | 104.2671 | 0 | -104.2671 | 0 | 0 | 0 | 0.2189 | 0.2189 | 0.2189 | 1 | 8.9717 | 1 | 8.0955 | 14.5828
333 | 88.3897 | 0 | -88.3897 | 0 | 0 | 0 | 0.18557 | 0.18557 | 0.18557 | 1 | 8.9717 | 1 | 8.2304 | 12.3622
334 | -73.3921 | 0 | 73.3921 | 0 | 0 | 0 | 0.10593 | 0.10593 | 0.10593 | 1 | 2.5934 | 1 | 3.0953 | 3.6659
335 | 147.0813 | 0 | -147.0813 | 0 | 0 | 0 | 0.21229 | 0.21229 | 0.21229 | 1 | 2.5934 | 1 | 2.1257 | 13.2745
336 | 152.1146 | 0 | -152.1146 | 0 | 0 | 0 | 0.21956 | 0.21956 | 0.21956 | 1 | 2.5934 | 1 | 2.1654 | 11.3012
337 | -96.2495 | 0 | 96.2495 | 0 | 0 | 0 | 0.13892 | 0.13892 | 0.13892 | 1 | 2.5934 | 1 | 3.2386 | 8.6868
338 | -35.7319 | 0 | 35.7319 | 0 | 0 | 0 | 0.051574 | 0.051574 | 0.051574 | 1 | 2.5934 | 1 | 2.6529 | 1.6666
339 | 100.3128 | 0 | -100.3128 | 0 | 0 | 0 | 0.2106 | 0.2106 | 0.2106 | 1 | 9.4369 | 1 | 9.2364 | 26.3288
340 | -149.9131 | 0 | 149.9131 | 0 | 0 | 0 | 0.31474 | 0.31474 | 0.31474 | 1 | 9.4369 | 1 | 10.3465 | 17.8681
341 | 191.9084 | 0 | -191.9084 | 0 | 0 | 0 | 0.4029 | 0.4029 | 0.4029 | 1 | 9.8544 | 1 | 9.4708 | 50.3697
342 | -64.8704 | 0 | 64.8704 | 0 | 0 | 0 | 0.13619 | 0.13619 | 0.13619 | 1 | 9.8544 | 1 | 10.0778 | 10.2806
343 | -294.9943 | 0 | 294.9943 | 0 | 0 | 0 | 0.61933 | 0.61933 | 0.61933 | 1 | 9.8544 | 1 | 10.868 | 46.7503
344 | -109.3187 | 0 | 109.3187 | 0 | 0 | 0 | 0.22951 | 0.22951 | 0.22951 | 1 | 9.3947 | 1 | 9.8421 | 16.4389
345 | 141.4264 | 0 | -141.4264 | 0 | 0 | 0 | 0.29692 | 0.29692 | 0.29692 | 1 | 4.6677 | 1 | 4.6094 | 37.1198
346 | -50.778 | 0 | 50.778 | 0 | 0 | 0 | 0.073292 | 0.073292 | 0.073292 | 1 | 14.0756 | 1 | 14.2893 | 1.8703
347 | 379.8599 | 0 | -379.8599 | 0 | 0 | 0 | 0.54828 | 0.54828 | 0.54828 | 1 | 14.0756 | 1 | 13.0057 | 12.7856
348 | -144.6854 | 0 | 144.6854 | 0 | 0 | 0 | 0.30376 | 0.30376 | 0.30376 | 1 | 3.9035 | 1 | 4.4182 | 21.7572
349 | -145.4116 | 0 | 145.4116 | 0 | 0 | 0 | 0.30529 | 0.30529 | 0.30529 | 1 | 3.9035 | 1 | 4.4182 | 50.3154
350 | -9.8556 | 0 | 9.8556 | 0 | 0 | 0 | 0.014225 | 0.014225 | 0.014225 | 1 | 3.5382 | 1 | 3.5794 | 0.50802
351 | 917.5765 | 0 | -917.5765 | 0 | 0 | 0 | 1.3244 | 1.3244 | 1.3244 | 1 | 20.9504 | 1 | 17.1336 | 33.1854
352 | 926.3892 | 0 | -926.3892 | 0 | 0 | 0 | 1.3371 | 1.3371 | 1.3371 | 1 | 20.9504 | 1 | 17.1415 | 33.5041
353 | -212.9262 | 0 | 212.9262 | 0 | 0 | 0 | 0.30733 | 0.30733 | 0.30733 | 1 | 11.6071 | 1 | 11.6759 | 17.7439
354 | -213.684 | 0 | 213.684 | 0 | 0 | 0 | 0.30843 | 0.30843 | 0.30843 | 1 | 11.6071 | 1 | 11.6759 | 17.807
355 | -42.3037 | 0 | 42.3037 | 0 | 0 | 0 | 0.06106 | 0.06106 | 0.06106 | 1 | 11.6071 | 1 | 11.6448 | 2.644
356 | -42.7429 | 0 | 42.7429 | 0 | 0 | 0 | 0.061694 | 0.061694 | 0.061694 | 1 | 11.6071 | 1 | 11.6448 | 2.6714
357 | 155.4283 | 0 | -155.4283 | 0 | 0 | 0 | 0.22434 | 0.22434 | 0.22434 | 1 | 11.6071 | 1 | 11.5762 | 9.7143
358 | 155.2624 | 0 | -155.2624 | 0 | 0 | 0 | 0.2241 | 0.2241 | 0.2241 | 1 | 11.6071 | 1 | 11.5757 | 9.7039
359 | 18.9488 | 0 | -18.9488 | 0 | 0 | 0 | 0.039782 | 0.039782 | 0.039782 | 1 | -0.2059 | 1 | -0.2381 | 2.7147
360 | 27.9892 | 0 | -27.9892 | 0 | 0 | 0 | 0.058762 | 0.058762 | 0.058762 | 1 | -0.2059 | 1 | -0.2381 | 4.5217
361 | -40.6012 | 0 | 40.6012 | 0 | 0 | 0 | 0.08524 | 0.08524 | 0.08524 | 1 | -0.2059 | 1 | -0.11801 | 3.2274
362 | -40.6012 | 0 | 40.6012 | 0 | 0 | 0 | 0.08524 | 0.08524 | 0.08524 | 1 | -0.2059 | 1 | -0.11801 | 3.2274
363 | 33.7328 | 0 | -33.7328 | 0 | 0 | 0 | 0.07082 | 0.07082 | 0.07082 | 1 | -0.2059 | 1 | -0.29245 | 2.4804
364 | -3.5697 | 0 | 3.5697 | 0 | 0 | 0 | 0.0074944 | 0.0074944 | 0.0074944 | 1 | -0.2059 | 1 | -0.19671 | 0.26248
365 | 143.0497 | 0 | -143.0497 | 0 | 0 | 0 | 0.20647 | 0.20647 | 0.20647 | 1 | 14.2893 | 1 | 14.0325 | 5.7588
366 | 953.8962 | 0 | -953.8962 | 0 | 0 | 0 | 1.3768 | 1.3768 | 1.3768 | 1 | 16.7423 | 1 | 14.438 | 35.4345
367 | 953.8962 | 0 | -953.8962 | 0 | 0 | 0 | 1.3768 | 1.3768 | 1.3768 | 1 | 16.7423 | 1 | 15.0611 | 38.0038
368 | -30.6425 | 0 | 30.6425 | 0 | 0 | 0 | 0.064333 | 0.064333 | 0.064333 | 1 | 5.5413 | 1 | 5.5835 | 4.9503
369 | 160.3004 | 0 | -160.3004 | 0 | 0 | 0 | 0.33654 | 0.33654 | 0.33654 | 1 | 1.3631 | 1 | 0.83564 | 25.8967
370 | -200.0081 | 0 | 200.0081 | 0 | 0 | 0 | 0.41991 | 0.41991 | 0.41991 | 1 | 1.3631 | 1 | 1.7433 | 32.3115
371 | 164.6915 | 0 | -164.6915 | 0 | 0 | 0 | 0.34576 | 0.34576 | 0.34576 | 1 | 9.4623 | 1 | 7.791 | 37.1764
372 | -50.8644 | 0 | 50.8644 | 0 | 0 | 0 | 0.10679 | 0.10679 | 0.10679 | 1 | 15.0746 | 1 | 15.1468 | 4.0659
373 | -159.8959 | 0 | 159.8959 | 0 | 0 | 0 | 0.23079 | 0.23079 | 0.23079 | 1 | 15.023 | 1 | 15.2084 | 10.069
374 | 195.7893 | 0 | -195.7893 | 0 | 0 | 0 | 0.2826 | 0.2826 | 0.2826 | 1 | 15.023 | 1 | 13.1679 | 9.6448
375 | 175.4176 | 0 | -175.4176 | 0 | 0 | 0 | 0.25319 | 0.25319 | 0.25319 | 1 | 15.023 | 1 | 13.3609 | 8.6413
376 | -2.281 | 0 | 2.281 | 0 | 0 | 0 | 0.0032924 | 0.0032924 | 0.0032924 | 1 | 15.0765 | 1 | 15.0818 | 0.10521
377 | -11.5346 | 0 | 11.5346 | 0 | 0 | 0 | 0.016649 | 0.016649 | 0.016649 | 1 | 15.0765 | 1 | 15.1036 | 1.041
378 | -254.9032 | 0 | 254.9032 | 0 | 0 | 0 | 0.53516 | 0.53516 | 0.53516 | 1 | 9.8421 | 1 | 10.3436 | 23.0891
379 | -103.7781 | 0 | 103.7781 | 0 | 0 | 0 | 0.14979 | 0.14979 | 0.14979 | 1 | 3.2003 | 1 | 3.3381 | 4.1779
380 | -103.7781 | 0 | 103.7781 | 0 | 0 | 0 | 0.14979 | 0.14979 | 0.14979 | 1 | 3.2003 | 1 | 3.3381 | 4.1779
381 | 82.8974 | 0 | -82.8974 | 0 | 0 | 0 | 0.11965 | 0.11965 | 0.11965 | 1 | 3.0817 | 1 | 2.6529 | 4.1407
382 | -224.8223 | 0 | 224.8223 | 0 | 0 | 0 | 0.3245 | 0.3245 | 0.3245 | 1 | 11.8435 | 1 | 12.1412 | 10.1408
383 | -771.7331 | 0 | 771.7331 | 0 | 0 | 0 | 1.1139 | 1.1139 | 1.1139 | 1 | 10.4212 | 1 | 11.4431 | 34.8098
384 | 24.0883 | 0 | -24.0883 | 0 | 0 | 0 | 0.10536 | 0.10536 | 0.10536 | 1 | 28.0422 | 1 | 28.0125 | 9.9129
385 | 24.1732 | 0 | -24.1732 | 0 | 0 | 0 | 0.10573 | 0.10573 | 0.10573 | 1 | 28.0422 | 1 | 28.0124 | 9.9478
386 | 24.5596 | 0 | -24.5596 | 0 | 0 | 0 | 0.10742 | 0.10742 | 0.10742 | 1 | 28.0422 | 1 | 28.019 | 10.1068
387 | 24.6463 | 0 | -24.6463 | 0 | 0 | 0 | 0.1078 | 0.1078 | 0.1078 | 1 | 28.0422 | 1 | 28.0189 | 10.1425
388 | 696.7891 | 0 | -696.7891 | 0 | 0 | 0 | 1.0057 | 1.0057 | 1.0057 | 1 | 27.6593 | 1 | 27.603 | 31.4294
389 | 0 | 0 | 0 | 0 | 0 | 0 | 0 | 0 | 0 | 1 | 16.3082 | 1 | 16.3082 | 0
390 | -917.5765 | 0 | 917.5765 | 0 | 0 | 0 | 1.3244 | 1.3244 | 1.3244 | 1 | 16.3082 | 1 | 17.1336 | 31.0097
391 | -926.3892 | 0 | 926.3892 | 0 | 0 | 0 | 1.3371 | 1.3371 | 1.3371 | 1 | 16.3082 | 1 | 17.1415 | 31.3075
392 | 0.66579 | 0 | -0.66579 | 0 | 0 | 0 | 0.00096098 | 0.00096098 | 0.00096098 | 1 | 16.3082 | 1 | 16.308 | 0.039963
393 | 0.66579 | 0 | -0.66579 | 0 | 0 | 0 | 0.00096099 | 0.00096099 | 0.00096099 | 1 | 16.3082 | 1 | 16.308 | 0.039963
394 | 0 | 0 | 0 | 0 | 0 | 0 | 0 | 0 | 0 | 1 | 17.1336 | 1 | 17.1336 | 0
395 | 0 | 0 | 0 | 0 | 0 | 0 | 0 | 0 | 0 | 1 | 17.1415 | 1 | 17.1415 | 0
396 | 27.5669 | 0 | -27.5669 | 0 | 0 | 0 | 0.039789 | 0.039789 | 0.039789 | 1 | 21.0834 | 1 | 20.9832 | 1.2434
397 | 382.9139 | 0 | -382.9139 | 0 | 0 | 0 | 0.55269 | 0.55269 | 0.55269 | 1 | 21.0834 | 1 | 19.6916 | 17.2717
398 | -278.541 | 0 | 278.541 | 0 | 0 | 0 | 0.40204 | 0.40204 | 0.40204 | 1 | 3.7189 | 1 | 4.7036 | 18.7192
399 | -194.9973 | 0 | 194.9973 | 0 | 0 | 0 | 0.40939 | 0.40939 | 0.40939 | 1 | 5.5387 | 1 | 5.8222 | 19.1549
400 | -211.7161 | 0 | 211.7161 | 0 | 0 | 0 | 0.30559 | 0.30559 | 0.30559 | 1 | 18.9071 | 1 | 19.6916 | 9.5497
401 | 139.5966 | 0 | -139.5966 | 0 | 0 | 0 | 0.20149 | 0.20149 | 0.20149 | 1 | 21.0857 | 1 | 20.9832 | 6.4419
402 | 446.781 | 0 | -446.781 | 0 | 0 | 0 | 0.64487 | 0.64487 | 0.64487 | 1 | 18.2488 | 1 | 17.9411 | 13.433
403 | -205 | 0 | 205 | 0 | 0 | 0 | 0.29589 | 0.29589 | 0.29589 | 1 | 18.2488 | 1 | 20.0211 | 6.1636
404 | 444.7397 | 0 | -444.7397 | 0 | 0 | 0 | 0.64193 | 0.64193 | 0.64193 | 1 | 18.2474 | 1 | 17.9411 | 13.3716
405 | -205 | 0 | 205 | 0 | 0 | 0 | 0.29589 | 0.29589 | 0.29589 | 1 | 18.2474 | 1 | 20.0197 | 6.1636
406 | 268.9978 | 0 | -268.9978 | 0 | 0 | 0 | 0.38826 | 0.38826 | 0.38826 | 1 | 10.6344 | 1 | 9.7727 | 14.408
407 | 269.4798 | 0 | -269.4798 | 0 | 0 | 0 | 0.38896 | 0.38896 | 0.38896 | 1 | 10.6344 | 1 | 9.7727 | 14.4338
408 | 57.9573 | 0 | -57.9573 | 0 | 0 | 0 | 0.083654 | 0.083654 | 0.083654 | 1 | 10.6344 | 1 | 10.3205 | 2.6213
409 | -200.709 | 0 | 200.709 | 0 | 0 | 0 | 0.2897 | 0.2897 | 0.2897 | 1 | 0.030755 | 1 | 0.22246 | 6.7556
410 | 5.8208e-11 | 0 | -5.8208e-11 | 0 | 0 | 0 | 8.4016e-14 | 8.4016e-14 | 8.4016e-14 | 1 | 11.8829 | 1 | 11.8829 | 1.6536e-11
411 | -9.1472 | 0 | 9.1472 | 0 | 0 | 0 | 0.013203 | 0.013203 | 0.013203 | 1 | 11.4288 | 1 | 11.4431 | 0.52389
412 | -162.3654 | 0 | 162.3654 | 0 | 0 | 0 | 0.23435 | 0.23435 | 0.23435 | 1 | 11.8829 | 1 | 12.1412 | 9.2993
413 | -238.5222 | 0 | 238.5222 | 0 | 0 | 0 | 0.50077 | 0.50077 | 0.50077 | 1 | 8.7843 | 1 | 11.5222 | 44.335
414 | 551.9292 | 0 | -551.9292 | 0 | 0 | 0 | 0.79664 | 0.79664 | 0.79664 | 1 | 8.7296 | 1 | 3.5794 | 25.2253
415 | -468.4792 | 0 | 468.4792 | 0 | 0 | 0 | 0.67619 | 0.67619 | 0.67619 | 1 | 21.7962 | 1 | 23.5248 | 14.1236
416 | 684.3715 | 0 | -684.3715 | 0 | 0 | 0 | 0.98781 | 0.98781 | 0.98781 | 1 | 21.7962 | 1 | 18.9933 | 22.2343
417 | -468.1029 | 0 | 468.1029 | 0 | 0 | 0 | 0.67565 | 0.67565 | 0.67565 | 1 | 21.7976 | 1 | 23.5248 | 15.2975
418 | 684.7106 | 0 | -684.7106 | 0 | 0 | 0 | 0.98829 | 0.98829 | 0.98829 | 1 | 21.7976 | 1 | 18.9933 | 23.0465
419 | 61.3151 | 0 | -61.3151 | 0 | 0 | 0 | 0.12873 | 0.12873 | 0.12873 | 1 | 4.6484 | 1 | 4.5999 | 16.0932
420 | -101.9844 | 0 | 101.9844 | 0 | 0 | 0 | 0.21411 | 0.21411 | 0.21411 | 1 | 4.6484 | 1 | 4.7357 | 26.7676
421 | -317.1735 | 0 | 317.1735 | 0 | 0 | 0 | 0.4578 | 0.4578 | 0.4578 | 1 | 5.4744 | 1 | 5.9518 | 14.3064
422 | -953.8962 | 0 | 953.8962 | 0 | 0 | 0 | 1.3768 | 1.3768 | 1.3768 | 1 | 14.438 | 1 | 15.0611 | 38.0038
423 | 851.4601 | 0 | -851.4601 | 0 | 0 | 0 | 1.229 | 1.229 | 1.229 | 1 | 14.438 | 1 | 13.7092 | 48.7663
424 | 1023.5215 | 0 | -1023.5215 | 0 | 0 | 0 | 1.4773 | 1.4773 | 1.4773 | 1 | 14.438 | 1 | 13.5619 | 58.6209
425 | 104.0351 | 0 | -104.0351 | 0 | 0 | 0 | 0.21842 | 0.21842 | 0.21842 | 1 | 4.8024 | 1 | 4.7357 | 27.3058
426 | 6.0265 | 0 | -6.0265 | 0 | 0 | 0 | 0.012652 | 0.012652 | 0.012652 | 1 | 4.6094 | 1 | 4.5999 | 1.5818
427 | 0 | 0 | 0 | 0 | 0 | 0 | 0 | 0 | 0 | 1 | 23.5248 | 1 | 23.5248 | 0
428 | 0 | 0 | 0 | 0 | 0 | 0 | 0 | 0 | 0 | 1 | 22.9399 | 1 | 22.9399 | 0
429 | -33.8389 | 0 | 33.8389 | 0 | 0 | 0 | 0.071043 | 0.071043 | 0.071043 | 1 | 15.1817 | 1 | 15.2837 | 2.827
430 | 159.8959 | 0 | -159.8959 | 0 | 0 | 0 | 0.23079 | 0.23079 | 0.23079 | 1 | 15.4367 | 1 | 15.2084 | 10.069
431 | -369.3956 | 0 | 369.3956 | 0 | 0 | 0 | 0.53318 | 0.53318 | 0.53318 | 1 | 15.4367 | 1 | 16.2965 | 16.7072
432 | -375.6389 | 0 | 375.6389 | 0 | 0 | 0 | 0.54219 | 0.54219 | 0.54219 | 1 | 15.4367 | 1 | 16.311 | 16.9895
433 | 92.3236 | 0 | -92.3236 | 0 | 0 | 0 | 0.19383 | 0.19383 | 0.19383 | 1 | 0.83564 | 1 | 0.72879 | 15.413
434 | 95.2958 | 0 | -95.2958 | 0 | 0 | 0 | 0.20007 | 0.20007 | 0.20007 | 1 | 0.47643 | 1 | 0.36848 | 12.5389
435 | 0 | 0 | 0 | 0 | 0 | 0 | 0 | 0 | 0 | 1 | 12.3451 | 1 | 12.3451 | 0
436 | -201.2404 | 0 | 201.2404 | 0 | 0 | 0 | 0.29047 | 0.29047 | 0.29047 | 1 | 12.8312 | 1 | 13.1679 | 9.0771
437 | 625.3056 | 0 | -625.3056 | 0 | 0 | 0 | 0.90255 | 0.90255 | 0.90255 | 1 | 3.5794 | 1 | 1.0539 | 32.2322
438 | 21.5321 | 0 | -21.5321 | 0 | 0 | 0 | 0.031079 | 0.031079 | 0.031079 | 1 | 15.2762 | 1 | 15.2268 | 0.97123
439 | 33.8361 | 0 | -33.8361 | 0 | 0 | 0 | 0.048838 | 0.048838 | 0.048838 | 1 | 15.2762 | 1 | 15.1972 | 1.5262
440 | 727.6042 | 0 | -727.6042 | 0 | 0 | 0 | 1.0502 | 1.0502 | 1.0502 | 1 | 15.2762 | 1 | 12.1412 | 27.0284
441 | 940.0026 | 0 | -940.0026 | 0 | 0 | 0 | 1.3568 | 1.3568 | 1.3568 | 1 | 15.2762 | 1 | 12.8693 | 34.9184
442 | 37.6686 | 0 | -37.6686 | 0 | 0 | 0 | 0.05437 | 0.05437 | 0.05437 | 1 | 8.315 | 1 | 7.9998 | 1.6991
443 | 18.2563 | 0 | -18.2563 | 0 | 0 | 0 | 0.026351 | 0.026351 | 0.026351 | 1 | 8.315 | 1 | 8.1612 | 0.82347
444 | 41.171 | 0 | -41.171 | 0 | 0 | 0 | 0.059425 | 0.059425 | 0.059425 | 1 | 4.8429 | 1 | 4.6171 | 1.8571
445 | 41.536 | 0 | -41.536 | 0 | 0 | 0 | 0.059952 | 0.059952 | 0.059952 | 1 | 4.8449 | 1 | 4.6171 | 1.8735
446 | 164.5121 | 0 | -164.5121 | 0 | 0 | 0 | 0.23745 | 0.23745 | 0.23745 | 1 | 4.6171 | 1 | 3.7164 | 16.5839
447 | 28.7094 | 0 | -28.7094 | 0 | 0 | 0 | 0.041439 | 0.041439 | 0.041439 | 1 | 4.6171 | 1 | 4.5163 | 1.295
448 | 28.7094 | 0 | -28.7094 | 0 | 0 | 0 | 0.041439 | 0.041439 | 0.041439 | 1 | 4.6171 | 1 | 4.5163 | 1.295
449 | 0 | 0 | 0 | 0 | 0 | 0 | 0 | 0 | 0 | 1 | 4.183 | 1 | 4.183 | 0
450 | 0 | 0 | 0 | 0 | 0 | 0 | 0 | 0 | 0 | 1 | 4.183 | 1 | 4.183 | 0
451 | 78.029 | 0 | -78.029 | 0 | 0 | 0 | 0.16382 | 0.16382 | 0.16382 | 1 | 0.13701 | 1 | -0.29245 | 5.7374
452 | 100.9767 | 0 | -100.9767 | 0 | 0 | 0 | 0.212 | 0.212 | 0.212 | 1 | 0.36003 | 1 | -0.19671 | 7.4248
453 | 51.2865 | 0 | -51.2865 | 0 | 0 | 0 | 0.074026 | 0.074026 | 0.074026 | 1 | 0.40253 | 1 | 0.22246 | 1.7976
454 | 57.2062 | 0 | -57.2062 | 0 | 0 | 0 | 0.08257 | 0.08257 | 0.08257 | 1 | 0.40253 | 1 | 0.20075 | 2.0051
455 | -288.7701 | 0 | 288.7701 | 0 | 0 | 0 | 0.60626 | 0.60626 | 0.60626 | 1 | 4.5999 | 1 | 4.8834 | 75.7927
456 | -274.4708 | 0 | 274.4708 | 0 | 0 | 0 | 0.57624 | 0.57624 | 0.57624 | 1 | 4.5999 | 1 | 4.6913 | 72.0396
457 | -331.6972 | 0 | 331.6972 | 0 | 0 | 0 | 0.47876 | 0.47876 | 0.47876 | 1 | 11.7398 | 1 | 11.7736 | 33.7091
458 | 0 | 0 | 0 | 0 | 0 | 0 | 0 | 0 | 0 | 1 | 5.8222 | 1 | 5.8222 | 0
459 | 60.614 | 0 | -60.614 | 0 | 0 | 0 | 0.087489 | 0.087489 | 0.087489 | 1 | 7.8349 | 1 | 7.3888 | 2.7341
460 | -628.6892 | 0 | 628.6892 | 0 | 0 | 0 | 0.90743 | 0.90743 | 0.90743 | 1 | 5.9305 | 1 | 9.0564 | 33.0194
461 | -591.0889 | 0 | 591.0889 | 0 | 0 | 0 | 0.85316 | 0.85316 | 0.85316 | 1 | 5.9305 | 1 | 7.7342 | 31.0446
462 | 409.9398 | 0 | -409.9398 | 0 | 0 | 0 | 0.5917 | 0.5917 | 0.5917 | 1 | 5.9305 | 1 | 4.9088 | 38.4199
463 | 413.3607 | 0 | -413.3607 | 0 | 0 | 0 | 0.59663 | 0.59663 | 0.59663 | 1 | 5.9305 | 1 | 4.9088 | 23.6747
464 | 568.5287 | 0 | -568.5287 | 0 | 0 | 0 | 0.8206 | 0.8206 | 0.8206 | 1 | 17.5231 | 1 | 16.242 | 28.7136
465 | 241.4626 | 0 | -241.4626 | 0 | 0 | 0 | 0.50694 | 0.50694 | 0.50694 | 1 | 10.9101 | 1 | 10.6296 | 23.1286
466 | 268.5666 | 0 | -268.5666 | 0 | 0 | 0 | 0.56384 | 0.56384 | 0.56384 | 1 | 10.7951 | 1 | 10.4641 | 25.7248
467 | 13.5423 | 0 | -13.5423 | 0 | 0 | 0 | 0.019547 | 0.019547 | 0.019547 | 1 | 8.0461 | 1 | 7.9998 | 0.61084
468 | -13.7396 | 0 | 13.7396 | 0 | 0 | 0 | 0.028846 | 0.028846 | 0.028846 | 1 | 4.9193 | 1 | 5.023 | 1.1937
469 | 177.2567 | 0 | -177.2567 | 0 | 0 | 0 | 0.37214 | 0.37214 | 0.37214 | 1 | 4.9193 | 1 | 4.4182 | 26.6551
470 | 177.4365 | 0 | -177.4365 | 0 | 0 | 0 | 0.37252 | 0.37252 | 0.37252 | 1 | 4.9193 | 1 | 4.4182 | 43.9199
471 | 0 | 0 | 0 | 0 | 0 | 0 | 0 | 0 | 0 | 1 | 15.1972 | 1 | 15.1972 | 0
472 | 0 | 0 | 0 | 0 | 0 | 0 | 0 | 0 | 0 | 1 | 15.1972 | 1 | 15.1972 | 0
473 | 0 | 0 | 0 | 0 | 0 | 0 | 0 | 0 | 0 | 1 | 15.2268 | 1 | 15.2268 | 0
474 | 0 | 0 | 0 | 0 | 0 | 0 | 0 | 0 | 0 | 1 | 15.2268 | 1 | 15.2268 | 0
475 | 33.8361 | 0 | -33.8361 | 0 | 0 | 0 | 0.048838 | 0.048838 | 0.048838 | 1 | 15.1972 | 1 | 15.1964 | 1.5262
476 | 0 | 0 | 0 | 0 | 0 | 0
477 | 463.4844 | 0 | -463.4844 | 0 | 0 | 0 | 0.66898 | 0.66898 | 0.66898 | 1 | 10.3205 | 1 | 8.7649 | 32.5481
478 | 47.3399 | 0 | -47.3399 | 0 | 0 | 0 | 0.068329 | 0.068329 | 0.068329 | 1 | 31.5847 | 1 | 31.5844 | 2.8831
479 | 47.3399 | 0 | -47.3399 | 0 | 0 | 0 | 0.068329 | 0.068329 | 0.068329 | 1 | 31.5847 | 1 | 31.5844 | 2.8831
480 | -96.4442 | 0 | 96.4442 | 0 | 0 | 0 | 0.13921 | 0.13921 | 0.13921 | 1 | 31.5847 | 1 | 31.5859 | 5.8736
481 | -96.668 | 0 | 96.668 | 0 | 0 | 0 | 0.13953 | 0.13953 | 0.13953 | 1 | 31.5847 | 1 | 31.5859 | 5.8872
482 | 925.723 | 0 | -925.723 | 0 | 0 | 0 | 1.3362 | 1.3362 | 1.3362 | 1 | 31.6104 | 1 | 31.5844 | 27.8329
483 | 925.723 | 0 | -925.723 | 0 | 0 | 0 | 1.3362 | 1.3362 | 1.3362 | 1 | 31.6104 | 1 | 31.5844 | 27.8329
484 | 568.3098 | 0 | -568.3098 | 0 | 0 | 0 | 0.82028 | 0.82028 | 0.82028 | 1 | 31.6104 | 1 | 31.5859 | 17.0869
485 | 568.2442 | 0 | -568.2442 | 0 | 0 | 0 | 0.82019 | 0.82019 | 0.82019 | 1 | 31.6104 | 1 | 31.5859 | 17.0849
486 | 5.8208e-11 | 0 | -5.8208e-11 | 0 | 0 | 0 | 8.4016e-14 | 8.4016e-14 | 8.4016e-14 | 1 | 2.6529 | 1 | 2.6529 | 2.4253e-11
487 | -397.1468 | 0 | 397.1468 | 0 | 0 | 0 | 0.57323 | 0.57323 | 0.57323 | 1 | 13.7942 | 1 | 15.0159 | 13.4171
488 | -388.6309 | 0 | 388.6309 | 0 | 0 | 0 | 0.56094 | 0.56094 | 0.56094 | 1 | 16.2965 | 1 | 17.9411 | 18.1095
489 | -386.1384 | 0 | 386.1384 | 0 | 0 | 0 | 0.55734 | 0.55734 | 0.55734 | 1 | 16.311 | 1 | 17.9411 | 17.9934
490 | -179.2582 | 0 | 179.2582 | 0 | 0 | 0 | 0.25874 | 0.25874 | 0.25874 | 1 | 18.4678 | 1 | 18.9933 | 6.2831
491 | -150.4395 | 0 | 150.4395 | 0 | 0 | 0 | 0.31584 | 0.31584 | 0.31584 | 1 | 15.775 | 1 | 16.0323 | 14.1258
492 | 147.3635 | 0 | -147.3635 | 0 | 0 | 0 | 0.30938 | 0.30938 | 0.30938 | 1 | 15.775 | 1 | 15.619 | 14.3769
493 | -353.5466 | 0 | 353.5466 | 0 | 0 | 0 | 0.5103 | 0.5103 | 0.5103 | 1 | 5.9298 | 1 | 8.5079 | 35.3193
494 | -278.541 | 0 | 278.541 | 0 | 0 | 0 | 0.40204 | 0.40204 | 0.40204 | 1 | 4.7036 | 1 | 5.5526 | 19.91
495 | -145.7157 | 0 | 145.7157 | 0 | 0 | 0 | 0.21032 | 0.21032 | 0.21032 | 1 | 9.7113 | 1 | 10.9243 | 6.2971
496 | 0 | 0 | 0 | 0 | 0 | 0 | 0 | 0 | 0 | 1 | 17.798 | 1 | 17.798 | 0
497 | -824.2293 | 0 | 824.2293 | 0 | 0 | 0 | 1.1897 | 1.1897 | 1.1897 | 1 | 11.4431 | 1 | 12.8693 | 30.6177
498 | -77.3729 | 0 | 77.3729 | 0 | 0 | 0 | 0.11168 | 0.11168 | 0.11168 | 1 | 7.9998 | 1 | 8.0055 | 2.6043
499 | 5.0282 | 0 | -5.0282 | 0 | 0 | 0 | 0.0072575 | 0.0072575 | 0.0072575 | 1 | 8.1612 | 1 | 8.1608 | 0.45381
500 | 321.6363 | 0 | -321.6363 | 0 | 0 | 0 | 0.67526 | 0.67526 | 0.67526 | 1 | 4.8614 | 1 | 4.6913 | 84.419
501 | 141.835 | 0 | -141.835 | 0 | 0 | 0 | 0.29778 | 0.29778 | 0.29778 | 1 | 8.2869 | 1 | 7.4297 | 20.3202
502 | 181.2475 | 0 | -181.2475 | 0 | 0 | 0 | 0.38052 | 0.38052 | 0.38052 | 1 | 8.5505 | 1 | 7.4297 | 23.7858
503 | -125.9288 | 0 | 125.9288 | 0 | 0 | 0 | 0.26438 | 0.26438 | 0.26438 | 1 | 7.447 | 1 | 7.5873 | 28.4907
504 | 38.742 | 0 | -38.742 | 0 | 0 | 0 | 0.081337 | 0.081337 | 0.081337 | 1 | 7.5873 | 1 | 7.4297 | 5.0842
505 | 286.8553 | 0 | -286.8553 | 0 | 0 | 0 | 0.60224 | 0.60224 | 0.60224 | 1 | 15.508 | 1 | 14.5991 | 28.0406
506 | 290.5862 | 0 | -290.5862 | 0 | 0 | 0 | 0.61007 | 0.61007 | 0.61007 | 1 | 15.508 | 1 | 14.5991 | 29.3521
507 | -273.0996 | 0 | 273.0996 | 0 | 0 | 0 | 0.39419 | 0.39419 | 0.39419 | 1 | 16.2401 | 1 | 16.242 | 9.2326
508 | -156.8998 | 0 | 156.8998 | 0 | 0 | 0 | 0.22647 | 0.22647 | 0.22647 | 1 | 16.2401 | 1 | 16.2411 | 5.4995
509 | 53.5466 | 0 | -53.5466 | 0 | 0 | 0 | 0.077288 | 0.077288 | 0.077288 | 1 | 3.7164 | 1 | 3.3381 | 1.8102
510 | 53.5466 | 0 | -53.5466 | 0 | 0 | 0 | 0.077288 | 0.077288 | 0.077288 | 1 | 3.7164 | 1 | 3.3381 | 1.8102
511 | -58.2895 | 0 | 58.2895 | 0 | 0 | 0 | 0.12238 | 0.12238 | 0.12238 | 1 | 7.3772 | 1 | 7.6142 | 10.6368
512 | 150.6496 | 0 | -150.6496 | 0 | 0 | 0 | 0.31628 | 0.31628 | 0.31628 | 1 | 16.0363 | 1 | 15.619 | 14.7696
513 | 8.1529 | 0 | -8.1529 | 0 | 0 | 0 | 0.017117 | 0.017117 | 0.017117 | 1 | 7.6159 | 1 | 7.6142 | 1.4878
514 | -59.7961 | 0 | 59.7961 | 0 | 0 | 0 | 0.12554 | 0.12554 | 0.12554 | 1 | 7.6159 | 1 | 7.6216 | 11.1145
515 | -59.1252 | 0 | 59.1252 | 0 | 0 | 0 | 0.12413 | 0.12413 | 0.12413 | 1 | 7.6159 | 1 | 7.6972 | 6.7649
516 | -200.9342 | 0 | 200.9342 | 0 | 0 | 0 | 0.42185 | 0.42185 | 0.42185 | 1 | 7.6159 | 1 | 7.8927 | 23.0165
517 | -50.1366 | 0 | 50.1366 | 0 | 0 | 0 | 0.10526 | 0.10526 | 0.10526 | 1 | 7.6142 | 1 | 7.6972 | 9.149
518 | -155.6779 | 0 | 155.6779 | 0 | 0 | 0 | 0.32684 | 0.32684 | 0.32684 | 1 | 7.6216 | 1 | 7.8927 | 28.9364
519 | -269.1157 | 0 | 269.1157 | 0 | 0 | 0 | 0.38844 | 0.38844 | 0.38844 | 1 | 8.7629 | 1 | 8.7649 | 34.3698
520 | -78.2455 | 0 | 78.2455 | 0 | 0 | 0 | 0.11294 | 0.11294 | 0.11294 | 1 | 24.3268 | 1 | 24.5459 | 2.8299
521 | 107.4102 | 0 | -107.4102 | 0 | 0 | 0 | 0.15503 | 0.15503 | 0.15503 | 1 | 24.1713 | 1 | 23.8387 | 3.2352
522 | 107.4102 | 0 | -107.4102 | 0 | 0 | 0 | 0.15503 | 0.15503 | 0.15503 | 1 | 24.1713 | 1 | 23.8387 | 3.2352
523 | -65.0429 | 0 | 65.0429 | 0 | 0 | 0 | 0.093881 | 0.093881 | 0.093881 | 1 | 3.259 | 1 | 3.5815 | 2.9974
524 | -64.0441 | 0 | 64.0441 | 0 | 0 | 0 | 0.09244 | 0.09244 | 0.09244 | 1 | 3.259 | 1 | 3.5815 | 2.9513
525 | 107.4102 | 0 | -107.4102 | 0 | 0 | 0 | 0.15503 | 0.15503 | 0.15503 | 1 | 23.8387 | 1 | 23.5248 | 3.2352
526 | 107.4102 | 0 | -107.4102 | 0 | 0 | 0 | 0.15503 | 0.15503 | 0.15503 | 1 | 23.8387 | 1 | 23.5248 | 3.2352
527 | -39.6232 | 0 | 39.6232 | 0 | 0 | 0 | 0.057191 | 0.057191 | 0.057191 | 1 | 13.7888 | 1 | 13.7942 | 1.3386
528 | -100.8029 | 0 | 100.8029 | 0 | 0 | 0 | 0.1455 | 0.1455 | 0.1455 | 1 | 27.9903 | 1 | 28.2233 | 3.6457
529 | -301.701 | 0 | 301.701 | 0 | 0 | 0 | 0.43547 | 0.43547 | 0.43547 | 1 | 13.7942 | 1 | 14.7223 | 10.1926
530 | 858.7683 | 0 | -858.7683 | 0 | 0 | 0 | 1.2395 | 1.2395 | 1.2395 | 1 | 20.0599 | 1 | 19.0104 | 27.7022
531 | 841.8007 | 0 | -841.8007 | 0 | 0 | 0 | 1.215 | 1.215 | 1.215 | 1 | 20.2767 | 1 | 17.5231 | 37.9703
532 | -910.819 | 0 | 910.819 | 0 | 0 | 0 | 1.3147 | 1.3147 | 1.3147 | 1 | 24.1713 | 1 | 27.3985 | 41.0834
533 | -911.4311 | 0 | 911.4311 | 0 | 0 | 0 | 1.3155 | 1.3155 | 1.3155 | 1 | 24.1713 | 1 | 27.4007 | 41.111
534 | -826.3435 | 0 | 826.3435 | 0 | 0 | 0 | 1.1927 | 1.1927 | 1.1927 | 1 | 24.1713 | 1 | 27.0992 | 37.2731
535 | -913.3063 | 0 | 913.3063 | 0 | 0 | 0 | 1.3182 | 1.3182 | 1.3182 | 1 | 24.1713 | 1 | 27.4073 | 41.1956
536 | 289.7037 | 0 | -289.7037 | 0 | 0 | 0 | 0.41815 | 0.41815 | 0.41815 | 1 | 13.3629 | 1 | 10.6344 | 19.4432
537 | 291.6911 | 0 | -291.6911 | 0 | 0 | 0 | 0.42102 | 0.42102 | 0.42102 | 1 | 13.3629 | 1 | 10.6344 | 19.5766
538 | 0 | 0 | 0 | 0 | 0 | 0 | 0 | 0 | 0 | 1 | 13.319 | 1 | 13.319 | 0
539 | 0 | 0 | 0 | 0 | 0 | 0 | 0 | 0 | 0 | 1 | 13.315 | 1 | 13.315 | 0
540 | 308.3565 | 0 | -308.3565 | 0 | 0 | 0 | 0.44507 | 0.44507 | 0.44507 | 1 | 13.319 | 1 | 10.6344 | 17.6607
541 | -308.3565 | 0 | 308.3565 | 0 | 0 | 0 | 0.44507 | 0.44507 | 0.44507 | 1 | 13.319 | 1 | 13.7942 | 17.4213
542 | 310.9119 | 0 | -310.9119 | 0 | 0 | 0 | 0.44876 | 0.44876 | 0.44876 | 1 | 13.315 | 1 | 10.6344 | 15.476
543 | -310.9119 | 0 | 310.9119 | 0 | 0 | 0 | 0.44876 | 0.44876 | 0.44876 | 1 | 13.315 | 1 | 13.7942 | 10.5038
544 | 727.5251 | 0 | -727.5251 | 0 | 0 | 0 | 1.0501 | 1.0501 | 1.0501 | 1 | 19.0104 | 1 | 17.5231 | 23.4686
545 | 0.034818 | 0 | -0.034818 | 0 | 0 | 0 | 5.0256e-05 | 5.0256e-05 | 5.0256e-05 | 1 | 11.4432 | 1 | 11.4431 | 0.001627
546 | -301.7734 | 0 | 301.7734 | 0 | 0 | 0 | 0.43557 | 0.43557 | 0.43557 | 1 | 10.9873 | 1 | 12.1412 | 22.42
547 | 0 | 0 | 0 | 0 | 0 | 0 | 0 | 0 | 0 | 1 | 27.4073 | 1 | 27.4073 | 0
548 | -9.5367e-07 | 0 | 9.5367e-07 | 0 | 0 | 0 | 1.3765e-09 | 1.3765e-09 | 1.3765e-09 | 1 | 27.0992 | 1 | 27.0992 | 3.4305e-08
549 | -641.2415 | 0 | 641.2415 | 0 | 0 | 0 | 0.92555 | 0.92555 | 0.92555 | 1 | 27.3985 | 1 | 27.4073 | 23.0745
550 | -269.5776 | 0 | 269.5776 | 0 | 0 | 0 | 0.3891 | 0.3891 | 0.3891 | 1 | 27.3985 | 1 | 27.603 | 12.1596
551 | -644.7123 | 0 | 644.7123 | 0 | 0 | 0 | 0.93056 | 0.93056 | 0.93056 | 1 | 27.4007 | 1 | 27.4073 | 23.1994
552 | -266.7188 | 0 | 266.7188 | 0 | 0 | 0 | 0.38498 | 0.38498 | 0.38498 | 1 | 27.4007 | 1 | 27.603 | 12.0306
553 | -826.3435 | 0 | 826.3435 | 0 | 0 | 0 | 1.1927 | 1.1927 | 1.1927 | 1 | 27.0992 | 1 | 27.6593 | 37.2731
554 | -655.3463 | 0 | 655.3463 | 0 | 0 | 0 | 0.94591 | 0.94591 | 0.94591 | 1 | 27.4073 | 1 | 27.4073 | 23.5821
555 | -257.9601 | 0 | 257.9601 | 0 | 0 | 0 | 0.37233 | 0.37233 | 0.37233 | 1 | 27.4073 | 1 | 27.603 | 11.6355
556 | 0 | 0 | 0 | 0 | 0 | 0 | 0 | 0 | 0 | 1 | 19.8069 | 1 | 19.8069 | 0
557 | 0 | 0 | 0 | 0 | 0 | 0 | 0 | 0 | 0 | 1 | 19.8464 | 1 | 19.8464 | 0
558 | 1387.5796 | 0 | -1387.5796 | 0 | 0 | 0 | 2.0028 | 2.0028 | 2.0028 | 1 | 19.8464 | 1 | 16.2402 | 71.5616
559 | -18.4561 | 0 | 18.4561 | 0 | 0 | 0 | 0.026639 | 0.026639 | 0.026639 | 1 | 13.7888 | 1 | 13.8477 | 1.057
560 | 548.049 | 0 | -548.049 | 0 | 0 | 0 | 0.79104 | 0.79104 | 0.79104 | 1 | 13.7888 | 1 | 10.3205 | 31.3888
561 | -389.9103 | 0 | 389.9103 | 0 | 0 | 0 | 0.8186 | 0.8186 | 0.8186 | 1 | 14.5472 | 1 | 15.2216 | 48.316
562 | -391.4996 | 0 | 391.4996 | 0 | 0 | 0 | 0.82194 | 0.82194 | 0.82194 | 1 | 14.5472 | 1 | 15.2172 | 48.513
563 | -238.6564 | 0 | 238.6564 | 0 | 0 | 0 | 0.34447 | 0.34447 | 0.34447 | 1 | 10.0789 | 1 | 10.755 | 8.0086
564 | 0 | 0 | 0 | 0 | 0 | 0 | 0 | 0 | 0 | 1 | 13.8477 | 1 | 13.8477 | 0
565 | -566.089 | 0 | 566.089 | 0 | 0 | 0 | 0.81708 | 0.81708 | 0.81708 | 1 | 12.0107 | 1 | 12.1959 | 61.7327
566 | 566.089 | 0 | -566.089 | 0 | 0 | 0 | 0.81708 | 0.81708 | 0.81708 | 1 | 12.0107 | 1 | 11.6448 | 51.8872
567 | -312.4879 | 0 | 312.4879 | 0 | 0 | 0 | 0.45104 | 0.45104 | 0.45104 | 1 | 11.8043 | 1 | 13.0042 | 10.557
568 | -311.4643 | 0 | 311.4643 | 0 | 0 | 0 | 0.44956 | 0.44956 | 0.44956 | 1 | 11.8043 | 1 | 13.0053 | 10.5224
569 | 3.9085 | 0 | -3.9085 | 0 | 0 | 0 | 0.0056415 | 0.0056415 | 0.0056415 | 1 | 15.2954 | 1 | 15.2897 | 0.12711
570 | 3.8902 | 0 | -3.8902 | 0 | 0 | 0 | 0.005615 | 0.005615 | 0.005615 | 1 | 15.2954 | 1 | 15.2897 | 0.12651
571 | 1453.4065 | 0 | -1453.4065 | 0 | 0 | 0 | 2.0978 | 2.0978 | 2.0978 | 1 | 15.2897 | 1 | 13.1679 | 47.2653
572 | 1314.9971 | 0 | -1314.9971 | 0 | 0 | 0 | 1.898 | 1.898 | 1.898 | 1 | 15.2897 | 1 | 13.3609 | 42.7641
573 | 9.0949e-13 | 0 | -9.0949e-13 | 0 | 0 | 0 | 1.3127e-15 | 1.3127e-15 | 1.3127e-15 | 1 | 15.2897 | 1 | 15.2897 | 3.4153e-14
574 | 161 | 0 | -161 | 0 | 0 | 0 | 0.23238 | 0.23238 | 0.23238 | 1 | 2.4175 | 1 | 2.2334 | 8.2947
575 | 161.0005 | 0 | -161.0005 | 0 | 0 | 0 | 0.23238 | 0.23238 | 0.23238 | 1 | 2.2334 | 1 | 0.78896 | 5.8102
576 | 292.2812 | 0 | -292.2812 | 0 | 0 | 0 | 0.61363 | 0.61363 | 0.61363 | 1 | 14.5472 | 1 | 13.6702 | 33.868
577 | 293.2892 | 0 | -293.2892 | 0 | 0 | 0 | 0.61575 | 0.61575 | 0.61575 | 1 | 14.5472 | 1 | 13.6702 | 30.236
578 | 0 | 0 | 0 | 0 | 0 | 0 | 0 | 0 | 0 | 1 | 11.4288 | 1 | 11.4288 | 0
579 | 0 | 0 | 0 | 0 | 0 | 0 | 0 | 0 | 0 | 1 | 11.6448 | 1 | 11.6448 | 0
580 | 37.7254 | 0 | -37.7254 | 0 | 0 | 0 | 0.054452 | 0.054452 | 0.054452 | 1 | 8.315 | 1 | 8.0346 | 1.7016
581 | 37.7228 | 0 | -37.7228 | 0 | 0 | 0 | 0.054448 | 0.054448 | 0.054448 | 1 | 8.315 | 1 | 7.9998 | 1.7015
582 | 37.7254 | 0 | -37.7254 | 0 | 0 | 0 | 0.054452 | 0.054452 | 0.054452 | 1 | 8.0346 | 1 | 7.9998 | 1.7016
583 | 45.4621 | 0 | -45.4621 | 0 | 0 | 0 | 0.065619 | 0.065619 | 0.065619 | 1 | 7.9998 | 1 | 7.3888 | 2.0506
584 | 428.3015 | 0 | -428.3015 | 0 | 0 | 0 | 0.8992 | 0.8992 | 0.8992 | 1 | 17.7904 | 1 | 16.0323 | 35.1932
585 | -888.6268 | 0 | 888.6268 | 0 | 0 | 0 | 1.2826 | 1.2826 | 1.2826 | 1 | 20.0599 | 1 | 24.1713 | 26.7659
586 | -841.677 | 0 | 841.677 | 0 | 0 | 0 | 1.2149 | 1.2149 | 1.2149 | 1 | 20.2767 | 1 | 24.1713 | 25.3517
587 | 95.4881 | 0 | -95.4881 | 0 | 0 | 0 | 0.13783 | 0.13783 | 0.13783 | 1 | 24.1713 | 1 | 23.9043 | 2.8761
588 | 1249.0774 | 0 | -1249.0774 | 0 | 0 | 0 | 1.8029 | 1.8029 | 1.8029 | 1 | 24.1713 | 1 | 20.6781 | 37.6228
589 | -50.6517 | 0 | 50.6517 | 0 | 0 | 0 | 0.073109 | 0.073109 | 0.073109 | 1 | 11.9044 | 1 | 11.9798 | 1.6339
590 | 0.11162 | 0 | -0.11162 | 0 | 0 | 0 | 0.0001611 | 0.0001611 | 0.0001611 | 1 | 11.9044 | 1 | 11.9044 | 0.0036005
591 | -50.4201 | 0 | 50.4201 | 0 | 0 | 0 | 0.072775 | 0.072775 | 0.072775 | 1 | 11.9043 | 1 | 11.9798 | 1.6265
592 | -0.11162 | 0 | 0.11162 | 0 | 0 | 0 | 0.0001611 | 0.0001611 | 0.0001611 | 1 | 11.9043 | 1 | 11.9044 | 0.0036005
593 | -89.0488 | 0 | 89.0488 | 0 | 0 | 0 | 0.12853 | 0.12853 | 0.12853 | 1 | 3.1291 | 1 | 3.1624 | 3.0104
594 | -117.2356 | 0 | 117.2356 | 0 | 0 | 0 | 0.16922 | 0.16922 | 0.16922 | 1 | 3.1291 | 1 | 3.1624 | 6.0431
595 | 287.9921 | 0 | -287.9921 | 0 | 0 | 0 | 0.41568 | 0.41568 | 0.41568 | 1 | 9.0234 | 1 | 8.7296 | 11.9005
596 | 74.4606 | 0 | -74.4606 | 0 | 0 | 0 | 0.10747 | 0.10747 | 0.10747 | 1 | 8.8055 | 1 | 8.7296 | 3.0769
597 | 1727.9177 | 0 | -1727.9177 | 0 | 0 | 0 | 2.494 | 2.494 | 2.494 | 1 | 20.1207 | 1 | 19.8069 | 65.6254
598 | 1387.5796 | 0 | -1387.5796 | 0 | 0 | 0 | 2.0028 | 2.0028 | 2.0028 | 1 | 20.1207 | 1 | 19.8464 | 71.5616
599 | 3127.9177 | 0 | -3127.9177 | 0 | 0 | 0 | 4.5148 | 4.5148 | 4.5148 | 1 | 19.8069 | 1 | 16.7423 | 118.7967
600 | 161 | 0 | -161 | 0 | 0 | 0 | 0.23238 | 0.23238 | 0.23238 | 1 | 2.4175 | 1 | 2.2334 | 8.299
601 | 160.9995 | 0 | -160.9995 | 0 | 0 | 0 | 0.23238 | 0.23238 | 0.23238 | 1 | 2.2334 | 1 | 0.78897 | 5.8102
602 | 165.842 | 0 | -165.842 | 0 | 0 | 0 | 0.34818 | 0.34818 | 0.34818 | 1 | 15.6455 | 1 | 15.2703 | 17.9289
603 | 304.4676 | 0 | -304.4676 | 0 | 0 | 0 | 0.43946 | 0.43946 | 0.43946 | 1 | 16.3517 | 1 | 15.4367 | 10.9521
604 | 306.5497 | 0 | -306.5497 | 0 | 0 | 0 | 0.44247 | 0.44247 | 0.44247 | 1 | 16.7423 | 1 | 16.2401 | 10.3915
605 | -81.7794 | 0 | 81.7794 | 0 | 0 | 0 | 0.17169 | 0.17169 | 0.17169 | 1 | 9.4623 | 1 | 9.9766 | 6.2907
606 | -82.912 | 0 | 82.912 | 0 | 0 | 0 | 0.17407 | 0.17407 | 0.17407 | 1 | 9.4623 | 1 | 9.9837 | 6.3778
607 | -256.127 | 0 | 256.127 | 0 | 0 | 0 | 0.53773 | 0.53773 | 0.53773 | 1 | 9.0631 | 1 | 9.9766 | 19.7021
608 | -253.591 | 0 | 253.591 | 0 | 0 | 0 | 0.5324 | 0.5324 | 0.5324 | 1 | 9.0598 | 1 | 9.9837 | 19.507
609 | -891.2885 | 0 | 891.2885 | 0 | 0 | 0 | 1.2865 | 1.2865 | 1.2865 | 1 | 8.7296 | 1 | 8.7296 | 59.4192
610 | 375.6239 | 0 | -375.6239 | 0 | 0 | 0 | 0.54217 | 0.54217 | 0.54217 | 1 | 15.4367 | 1 | 12.3251 | 21.4642
611 | 348.3714 | 0 | -348.3714 | 0 | 0 | 0 | 0.50283 | 0.50283 | 0.50283 | 1 | 15.4367 | 1 | 12.5509 | 19.9525
612 | 388.3099 | 0 | -388.3099 | 0 | 0 | 0 | 0.56048 | 0.56048 | 0.56048 | 1 | 12.3251 | 1 | 12.1972 | 29.87
613 | 526.6724 | 0 | -526.6724 | 0 | 0 | 0 | 0.76019 | 0.76019 | 0.76019 | 1 | 12.5509 | 1 | 12.3774 | 40.5133
614 | -178.6714 | 0 | 178.6714 | 0 | 0 | 0 | 0.37511 | 0.37511 | 0.37511 | 1 | 15.2703 | 1 | 15.619 | 19.3158
615 | 12.686 | 0 | -12.686 | 0 | 0 | 0 | 0.018311 | 0.018311 | 0.018311 | 1 | 12.3451 | 1 | 12.3251 | 0.72657
616 | 178.301 | 0 | -178.301 | 0 | 0 | 0 | 0.25736 | 0.25736 | 0.25736 | 1 | 12.8312 | 1 | 12.5509 | 10.212
617 | 119.4052 | 0 | -119.4052 | 0 | 0 | 0 | 0.25069 | 0.25069 | 0.25069 | 1 | 11.6916 | 1 | 11.5222 | 22.1121
618 | 121.1677 | 0 | -121.1677 | 0 | 0 | 0 | 0.25439 | 0.25439 | 0.25439 | 1 | 11.6916 | 1 | 11.5222 | 27.5381
619 | 337.9064 | 0 | -337.9064 | 0 | 0 | 0 | 0.70942 | 0.70942 | 0.70942 | 1 | 11.6916 | 1 | 9.9766 | 25.9928
620 | 336.503 | 0 | -336.503 | 0 | 0 | 0 | 0.70647 | 0.70647 | 0.70647 | 1 | 11.6916 | 1 | 9.9837 | 25.8848
621 | 0 | 0 | 0 | 0 | 0 | 0 | 0 | 0 | 0 | 1 | 15.2762 | 1 | 15.2762 | 0
622 | -1344.5655 | 0 | 1344.5655 | 0 | 0 | 0 | 1.9407 | 1.9407 | 1.9407 | 1 | 15.2762 | 1 | 20.6781 | 40.499

## res_trafo
| p_hv_mw | q_hv_mvar | p_lv_mw | q_lv_mvar | pl_mw | ql_mvar | i_hv_ka | i_lv_ka | vm_hv_pu | va_hv_degree | vm_lv_pu | va_lv_degree | loading_percent
0 | 0 | 0 | 0 | 0 | 0 | 0 | 0 | 0 | 1 | 15.2117 | 1 | 15.2117 | 0
1 | 0 | 0 | 0 | 0 | 0 | 0 | 0 | 0 | 1 | 14.9015 | 1 | 14.9015 | 0
2 | -5.6843e-14 | 0 | 5.6843e-14 | 0 | 0 | 0 | 1.1934e-16 | 2.4863e-16 | 1 | 6.6628 | 1 | 6.6628 | 2.0374e-14
3 | 0 | 0 | 0 | 0 | 0 | 0 | 0 | 0 | 1 | 6.6628 | 1 | 6.6628 | 0
4 | 84.0777 | 0 | -84.0777 | 0 | 0 | 0 | 0.17652 | 0.36774 | 1 | 6.6628 | 1 | 4.7997 | 39.6593
5 | 2.8242 | 0 | -2.8242 | 0 | 0 | 0 | 0.0059293 | 0.049411 | 1 | 6.6939 | 1 | 6.3983 | 2.092
6 | 2.7412 | 0 | -2.7412 | 0 | 0 | 0 | 0.005755 | 0.047958 | 1 | 6.6939 | 1 | 6.3983 | 2.0305
7 | 1.612 | 0 | -1.612 | 0 | 0 | 0 | 0.0033843 | 0.028202 | 1 | 6.6939 | 1 | 6.3983 | 1.9421
8 | 0 | 0 | 0 | 0 | 0 | 0 | 0 | 0 | 1 | 6.6939 | 1 | 6.6939 | 0
9 | 0 | 0 | 0 | 0 | 0 | 0 | 0 | 0 | 1 | 6.6939 | 1 | 6.6939 | 0
10 | -24.4908 | 0 | 24.4908 | 0 | 0 | 0 | 0.035349 | 0.10712 | 1 | 15.3362 | 1 | 15.7595 | 8.8096
11 | 24.4908 | 0 | -24.4908 | 0 | 0 | 0 | 0.035349 | 0.10712 | 1 | 16.1726 | 1 | 15.7595 | 8.9058
12 | 20.1446 | 0 | -20.1446 | 0 | 0 | 0 | 0.029076 | 0.08811 | 1 | 9.342 | 1 | 8.9829 | 7.461
13 | -20.1446 | 0 | 20.1446 | 0 | 0 | 0 | 0.029076 | 0.08811 | 1 | 8.6027 | 1 | 8.9829 | 7.8999
14 | 26.1932 | 0 | -26.1932 | 0 | 0 | 0 | 0.037807 | 0.11457 | 1 | 17.2536 | 1 | 16.8489 | 9.422
15 | 26.099 | 0 | -26.099 | 0 | 0 | 0 | 0.037671 | 0.11415 | 1 | 17.2536 | 1 | 16.8489 | 9.422
16 | 106.2276 | 0 | -106.2276 | 0 | 0 | 0 | 0.22302 | 0.46463 | 1 | 11.48 | 1 | 9.5829 | 38.2114
17 | 105.0813 | 0 | -105.0813 | 0 | 0 | 0 | 0.22061 | 0.45961 | 1 | 11.48 | 1 | 9.5829 | 38.2114
18 | -0.30722 | 0 | 0.30722 | 0 | 0 | 0 | 0.000645 | 0.005375 | 1 | 11.48 | 1 | 11.5272 | 0.28186
19 | -0.43351 | 0 | 0.43351 | 0 | 0 | 0 | 0.00091014 | 0.0075845 | 1 | 11.48 | 1 | 11.546 | 0.3941
20 | 91.2384 | 0 | -91.2384 | 0 | 0 | 0 | 0.19155 | 0.39906 | 1 | 11.574 | 1 | 9.5829 | 43.2409
21 | 0.30722 | 0 | -0.30722 | 0 | 0 | 0 | 0.000645 | 0.005375 | 1 | 11.574 | 1 | 11.5272 | 0.27929
22 | 0.18208 | 0 | -0.18208 | 0 | 0 | 0 | 0.00038227 | 0.0031856 | 1 | 11.574 | 1 | 11.546 | 0.16705
23 | 0.25143 | 0 | -0.25143 | 0 | 0 | 0 | 0.00052787 | 0.004399 | 1 | 11.574 | 1 | 11.546 | 0.25143
24 | 479.1348 | 0 | -479.1348 | 0 | 0 | 0 | 0.69157 | 1.0059 | 1 | 13.16 | 1 | 11.48 | 58.6456
25 | 452.3082 | 0 | -452.3082 | 0 | 0 | 0 | 0.65285 | 0.9496 | 1 | 13.16 | 1 | 11.574 | 55.3621
26 | 1.1369e-13 | 0 | -1.1369e-13 | 0 | 0 | 0 | 2.3868e-16 | 4.9725e-16 | 1 | 9.8405 | 1 | 9.8405 | 4.4065e-14
27 | 402.4209 | 0 | -402.4209 | 0 | 0 | 0 | 0.84486 | 1.7601 | 1 | 9.8405 | 1 | 2.0721 | 167.6754
28 | 0 | 0 | 0 | 0 | 0 | 0 | 0 | 0 | 1 | 9.8405 | 1 | 9.8405 | 0
29 | 360.4301 | 0 | -360.4301 | 0 | 0 | 0 | 0.75671 | 1.5765 | 1 | 9.0299 | 1 | 2.0721 | 150.1792
30 | -2.2737e-13 | 0 | 2.2737e-13 | 0 | 0 | 0 | 4.7736e-16 | 9.945e-16 | 1 | 9.8405 | 1 | 9.8405 | 9.4739e-14
31 | -2.8422e-14 | 0 | 2.8422e-14 | 0 | 0 | 0 | 5.967e-17 | 1.2431e-16 | 1 | 9.8405 | 1 | 9.8405 | 2.2557e-14
32 | -9.0949e-13 | 0 | 9.0949e-13 | 0 | 0 | 0 | 1.3127e-15 | 1.9094e-15 | 1 | 9.8405 | 1 | 9.8405 | 1.1411e-13
33 | 9.0949e-13 | 0 | -9.0949e-13 | 0 | 0 | 0 | 1.3127e-15 | 1.9094e-15 | 1 | 9.8405 | 1 | 9.8405 | 1.1411e-13
34 | -122.8833 | 0 | 122.8833 | 0 | 0 | 0 | 0.17737 | 0.25799 | 1 | 9.4004 | 1 | 9.8405 | 15.3604
35 | 122.8833 | 0 | -122.8833 | 0 | 0 | 0 | 0.17737 | 0.25799 | 1 | 9.4004 | 1 | 9.0299 | 12.9351
36 | 16.2641 | 0 | -16.2641 | 0 | 0 | 0 | 0.034146 | 0.071137 | 1 | 2.4945 | 1 | 2.1762 | 6.7767
37 | 17.572 | 0 | -17.572 | 0 | 0 | 0 | 0.036892 | 0.076858 | 1 | 2.4945 | 1 | 2.1762 | 6.4366
38 | 0 | 0 | 0 | 0 | 0 | 0 | 0 | 0 | 1 | 2.4945 | 1 | 2.4945 | 0
39 | 0 | 0 | 0 | 0 | 0 | 0 | 0 | 0 | 1 | 2.4945 | 1 | 2.4945 | 0
40 | 53.7039 | 0 | -53.7039 | 0 | 0 | 0 | 0.077515 | 0.23489 | 1 | 18.1032 | 1 | 17.2232 | 19.318
41 | 52.9312 | 0 | -52.9312 | 0 | 0 | 0 | 0.0764 | 0.23151 | 1 | 18.1032 | 1 | 17.2232 | 19.318
42 | 17.089 | 0 | -17.089 | 0 | 0 | 0 | 0.035878 | 0.074745 | 1 | 2.2054 | 1 | 1.8826 | 6.5475
43 | 17.089 | 0 | -17.089 | 0 | 0 | 0 | 0.035878 | 0.074745 | 1 | 2.2054 | 1 | 1.8826 | 6.5475
44 | 17.089 | 0 | -17.089 | 0 | 0 | 0 | 0.035878 | 0.074745 | 1 | 2.2054 | 1 | 1.8826 | 6.5475
45 | 111.7048 | 0 | -111.7048 | 0 | 0 | 0 | 0.23452 | 0.48858 | 1 | 1.2426 | 1 | -0.61448 | 40.0376
46 | 111.7048 | 0 | -111.7048 | 0 | 0 | 0 | 0.23452 | 0.48858 | 1 | 1.2426 | 1 | -0.61448 | 40.0376
47 | 102.9393 | 0 | -102.9393 | 0 | 0 | 0 | 0.21612 | 0.45024 | 1 | 1.2426 | 1 | -0.61448 | 37.0285
48 | 96.0901 | 0 | -96.0901 | 0 | 0 | 0 | 0.20174 | 0.42029 | 1 | 1.2426 | 1 | -0.61448 | 40.0376
49 | 0 | 0 | 0 | 0 | 0 | 0 | 0 | 0 | 1 | 17.7904 | 1 | 17.7904 | 0
50 | 0 | 0 | 0 | 0 | 0 | 0 | 0 | 0 | 1 | 17.7904 | 1 | 17.7904 | 0
51 | 34.3393 | 0 | -34.3393 | 0 | 0 | 0 | 0.072094 | 0.30039 | 1 | 17.7904 | 1 | 16.7696 | 16.4303
52 | 14.6158 | 0 | -14.6158 | 0 | 0 | 0 | 0.030685 | 0.12786 | 1 | 17.7904 | 1 | 16.7696 | 10.5912
53 | 14.6158 | 0 | -14.6158 | 0 | 0 | 0 | 0.030685 | 0.12786 | 1 | 17.7904 | 1 | 16.7696 | 10.5912
54 | 469.0454 | 0 | -469.0454 | 0 | 0 | 0 | 0.67701 | 0.98474 | 1 | 18.9608 | 1 | 17.7904 | 40.8576
55 | 449.4338 | 0 | -449.4338 | 0 | 0 | 0 | 0.6487 | 0.94357 | 1 | 18.9608 | 1 | 17.7904 | 40.8576
56 | 0 | 0 | 0 | 0 | 0 | 0 | 0 | 0 | 1 | 4.8704 | 1 | 4.8704 | 0
57 | 30.8098 | 0 | -30.8098 | 0 | 0 | 0 | 0.04447 | 0.13476 | 1 | 24.3268 | 1 | 23.8724 | 9.9387
58 | 30.7104 | 0 | -30.7104 | 0 | 0 | 0 | 0.044327 | 0.13432 | 1 | 24.3268 | 1 | 23.8724 | 9.9387
59 | -2.2737e-13 | 0 | 2.2737e-13 | 0 | 0 | 0 | 3.2819e-16 | 9.945e-16 | 1 | 24.3268 | 1 | 24.3268 | 7.3584e-14
60 | -2.2737e-13 | 0 | 2.2737e-13 | 0 | 0 | 0 | 3.2819e-16 | 9.945e-16 | 1 | 24.3268 | 1 | 24.3268 | 8.2084e-14
61 | -2.2737e-13 | 0 | 2.2737e-13 | 0 | 0 | 0 | 3.2819e-16 | 9.945e-16 | 1 | 24.3268 | 1 | 24.3268 | 8.2382e-14
62 | 21.5321 | 0 | -21.5321 | 0 | 0 | 0 | 0.031079 | 0.094178 | 1 | 21.2615 | 1 | 20.9019 | 7.7454
63 | 21.5321 | 0 | -21.5321 | 0 | 0 | 0 | 0.031079 | 0.094178 | 1 | 21.2615 | 1 | 20.9019 | 7.7454
64 | -6.0283 | 0 | 6.0283 | 0 | 0 | 0 | 0.0087011 | 0.026367 | 1 | 20.0599 | 1 | 20.1779 | 2.5118
65 | 6.0283 | 0 | -6.0283 | 0 | 0 | 0 | 0.0087011 | 0.026367 | 1 | 20.2767 | 1 | 20.1779 | 2.1684
66 | 38.4502 | 0 | -38.4502 | 0 | 0 | 0 | 0.080724 | 0.16818 | 1 | 5.3548 | 1 | 4.705 | 13.7814
67 | 38.4502 | 0 | -38.4502 | 0 | 0 | 0 | 0.080724 | 0.16818 | 1 | 5.3548 | 1 | 4.705 | 13.7814
68 | 0 | 0 | 0 | 0 | 0 | 0 | 0 | 0 | 1 | 5.3548 | 1 | 5.3548 | 0
69 | 0 | 0 | 0 | 0 | 0 | 0 | 0 | 0 | 1 | 5.3548 | 1 | 5.3548 | 0
70 | -194.9938 | 0 | 194.9938 | 0 | 0 | 0 | 0.28145 | 0.40938 | 1 | 4.8442 | 1 | 5.3548 | 17.8239
71 | 16.7472 | 0 | -16.7472 | 0 | 0 | 0 | 0.03516 | 0.07325 | 1 | 3.8471 | 1 | 3.5487 | 6.0242
72 | 16.7472 | 0 | -16.7472 | 0 | 0 | 0 | 0.03516 | 0.07325 | 1 | 3.8471 | 1 | 3.5487 | 6.0242
73 | 16.7472 | 0 | -16.7472 | 0 | 0 | 0 | 0.03516 | 0.07325 | 1 | 3.8471 | 1 | 3.5487 | 6.0242
74 | -7.9558 | 0 | 7.9558 | 0 | 0 | 0 | 0.011483 | 0.034798 | 1 | 24.1713 | 1 | 24.3121 | 2.9249
75 | -7.9266 | 0 | 7.9266 | 0 | 0 | 0 | 0.011441 | 0.03467 | 1 | 24.1713 | 1 | 24.3121 | 2.9249
76 | -7.4176 | 0 | 7.4176 | 0 | 0 | 0 | 0.010706 | 0.032443 | 1 | 24.1713 | 1 | 24.3121 | 3.0907
77 | 56.9062 | 0 | -56.9062 | 0 | 0 | 0 | 0.082137 | 0.2489 | 1 | 24.1713 | 1 | 23.1454 | 21.3132
78 | 56.9062 | 0 | -56.9062 | 0 | 0 | 0 | 0.082137 | 0.2489 | 1 | 24.1713 | 1 | 23.1454 | 21.3132
79 | -43.6508 | 0 | 43.6508 | 0 | 0 | 0 | 0.091643 | 0.19092 | 1 | 10.2311 | 1 | 11.0232 | 16.5973
80 | -57.421 | 0 | 57.421 | 0 | 0 | 0 | 0.12055 | 0.25115 | 1 | 9.9853 | 1 | 11.0232 | 20.9566
81 | 797.795 | 0 | -797.795 | 0 | 0 | 0 | 1.1515 | 1.6749 | 1 | 7.329 | 1 | 5.2828 | 71.423
82 | 1.0253 | 0 | -1.0253 | 0 | 0 | 0 | 0.0014799 | 0.0044847 | 1 | 13.3629 | 1 | 13.346 | 0.37285
83 | 0 | 0 | 0 | 0 | 0 | 0 | 0 | 0 | 1 | 13.3629 | 1 | 13.3629 | 0
84 | 0 | 0 | 0 | 0 | 0 | 0 | 0 | 0 | 1 | 13.3629 | 1 | 13.3629 | 0
85 | 0 | 0 | 0 | 0 | 0 | 0 | 0 | 0 | 1 | 13.3629 | 1 | 13.3629 | 0
86 | 0 | 0 | 0 | 0 | 0 | 0 | 0 | 0 | 1 | 13.3629 | 1 | 13.3629 | 0
87 | 0 | 0 | 0 | 0 | 0 | 0 | 0 | 0 | 1 | 13.3629 | 1 | 13.3629 | 0
88 | 97.6191 | 0 | -97.6191 | 0 | 0 | 0 | 0.1409 | 0.42697 | 1 | 16.6277 | 1 | 14.6859 | 40.6746
89 | 98.9481 | 0 | -98.9481 | 0 | 0 | 0 | 0.14282 | 0.43279 | 1 | 16.6277 | 1 | 14.6859 | 41.2284
90 | 101.806 | 0 | -101.806 | 0 | 0 | 0 | 0.14694 | 0.44529 | 1 | 16.6277 | 1 | 14.6859 | 42.4192
91 | 72.2223 | 0 | -72.2223 | 0 | 0 | 0 | 0.15163 | 0.31589 | 1 | 0.77847 | 1 | -0.41485 | 25.8861
92 | 72.2223 | 0 | -72.2223 | 0 | 0 | 0 | 0.15163 | 0.31589 | 1 | 0.77847 | 1 | -0.41485 | 25.8861
93 | 56.5215 | 0 | -56.5215 | 0 | 0 | 0 | 0.11866 | 0.24722 | 1 | 0.77847 | 1 | -0.41485 | 23.5506
94 | 50.6134 | 0 | -50.6134 | 0 | 0 | 0 | 0.10626 | 0.22138 | 1 | 2.5341 | 1 | 1.6683 | 18.141
95 | 51.2314 | 0 | -51.2314 | 0 | 0 | 0 | 0.10756 | 0.22408 | 1 | 2.5341 | 1 | 1.6683 | 18.3625
96 | 51.0478 | 0 | -51.0478 | 0 | 0 | 0 | 0.10717 | 0.22328 | 1 | 2.5341 | 1 | 1.6683 | 18.3625
97 | 48.0736 | 0 | -48.0736 | 0 | 0 | 0 | 0.10093 | 0.21027 | 1 | 2.5341 | 1 | 1.6683 | 18.141
98 | 173.0821 | 0 | -173.0821 | 0 | 0 | 0 | 0.24982 | 0.36338 | 1 | 2.9848 | 1 | 2.5341 | 15.7347
99 | 173.2462 | 0 | -173.2462 | 0 | 0 | 0 | 0.25006 | 0.36372 | 1 | 2.9853 | 1 | 2.5341 | 15.7497
100 | 0 | 0 | 0 | 0 | 0 | 0 | 0 | 0 | 1 | 28.7271 | 1 | 28.7271 | 0
101 | 8.2027 | 0 | -8.2027 | 0 | 0 | 0 | 0.01184 | 0.035878 | 1 | 28.7271 | 1 | 28.5771 | 3.1071
102 | -1.4211e-14 | 0 | 1.4211e-14 | 0 | 0 | 0 | 2.9835e-17 | 6.2156e-17 | 1 | 2.3063 | 1 | 2.3063 | 6.735e-15
103 | -1.4211e-14 | 0 | 1.4211e-14 | 0 | 0 | 0 | 2.9835e-17 | 6.2156e-17 | 1 | 2.3063 | 1 | 2.3063 | 6.735e-15
104 | -1.4211e-14 | 0 | 1.4211e-14 | 0 | 0 | 0 | 2.9835e-17 | 6.2156e-17 | 1 | 2.3063 | 1 | 2.3063 | 7.1772e-15
105 | 73.5453 | 0 | -73.5453 | 0 | 0 | 0 | 0.1544 | 0.32168 | 1 | 2.3063 | 1 | 1.0884 | 26.3603
106 | 104.8635 | 0 | -104.8635 | 0 | 0 | 0 | 0.22016 | 0.45866 | 1 | 2.3063 | 1 | -0.64357 | 58.2575
107 | 112.9059 | 0 | -112.9059 | 0 | 0 | 0 | 0.16297 | 0.23704 | 1 | 2.6891 | 1 | 2.3063 | 13.3616
108 | 116.9972 | 0 | -116.9972 | 0 | 0 | 0 | 0.16887 | 0.24563 | 1 | 2.6846 | 1 | 2.3063 | 13.2051
109 | 13.8421 | 0 | -13.8421 | 0 | 0 | 0 | 0.029061 | 0.060543 | 1 | 7.0523 | 1 | 6.8026 | 4.9792
110 | 13.8421 | 0 | -13.8421 | 0 | 0 | 0 | 0.029061 | 0.060543 | 1 | 7.0523 | 1 | 6.8026 | 4.9792
111 | 81.7464 | 0 | -81.7464 | 0 | 0 | 0 | 0.17162 | 0.35755 | 1 | 3.0358 | 1 | 1.1438 | 38.7424
112 | 79.6048 | 0 | -79.6048 | 0 | 0 | 0 | 0.16713 | 0.34818 | 1 | 3.0358 | 1 | 1.1438 | 39.6044
113 | 0 | 0 | 0 | 0 | 0 | 0 | 0 | 0 | 1 | 3.0358 | 1 | 3.0358 | 0
114 | 0 | 0 | 0 | 0 | 0 | 0 | 0 | 0 | 1 | 3.0358 | 1 | 3.0358 | 0
115 | 0 | 0 | 0 | 0 | 0 | 0 | 0 | 0 | 1 | 3.0358 | 1 | 3.0358 | 0
116 | 117.5406 | 0 | -117.5406 | 0 | 0 | 0 | 0.16966 | 0.51411 | 1 | 3.1291 | 1 | 1.1438 | 43.2135
117 | 0 | 0 | 0 | 0 | 0 | 0 | 0 | 0 | 1 | 3.0358 | 1 | 3.0358 | 0
118 | 36.5484 | 0 | -36.5484 | 0 | 0 | 0 | 0.052753 | 0.076732 | 1 | 3.1539 | 1 | 3.0358 | 4.1251
119 | 2.8422e-14 | 0 | -2.8422e-14 | 0 | 0 | 0 | 4.1023e-17 | 1.2431e-16 | 1 | 3.259 | 1 | 3.259 | 1.0151e-14
120 | 2.8422e-14 | 0 | -2.8422e-14 | 0 | 0 | 0 | 4.1023e-17 | 1.2431e-16 | 1 | 3.259 | 1 | 3.259 | 1.0224e-14
121 | 2.8422e-14 | 0 | -2.8422e-14 | 0 | 0 | 0 | 4.1023e-17 | 1.2431e-16 | 1 | 3.259 | 1 | 3.259 | 1.1842e-14
122 | 124.0369 | 0 | -124.0369 | 0 | 0 | 0 | 0.17903 | 0.54252 | 1 | 3.259 | 1 | 1.1636 | 44.6176
123 | 121.0188 | 0 | -121.0188 | 0 | 0 | 0 | 0.17468 | 0.52932 | 1 | 3.259 | 1 | 1.1636 | 43.5319
124 | 54.9637 | 0 | -54.9637 | 0 | 0 | 0 | 0.079333 | 0.2404 | 1 | 17.6756 | 1 | 16.6342 | 21.6393
125 | 54.7474 | 0 | -54.7474 | 0 | 0 | 0 | 0.079021 | 0.23946 | 1 | 17.6756 | 1 | 16.6342 | 21.6393
126 | 2.1561 | 0 | -2.1561 | 0 | 0 | 0 | 0.0045266 | 0.0094304 | 1 | 10.0272 | 1 | 9.9886 | 0.84552
127 | 1.9453 | 0 | -1.9453 | 0 | 0 | 0 | 0.004084 | 0.0085084 | 1 | 10.0272 | 1 | 9.9886 | 0.78123
128 | 0 | 0 | 0 | 0 | 0 | 0 | 0 | 0 | 1 | 10.0272 | 1 | 10.0272 | 0
129 | 0 | 0 | 0 | 0 | 0 | 0 | 0 | 0 | 1 | 10.0272 | 1 | 10.0272 | 0
130 | 132.5607 | 0 | -132.5607 | 0 | 0 | 0 | 0.19133 | 0.27831 | 1 | 8.0799 | 1 | 7.5736 | 17.6748
131 | 162.5489 | 0 | -162.5489 | 0 | 0 | 0 | 0.23462 | 0.34126 | 1 | 8.0799 | 1 | 7.459 | 21.6732
132 | 0 | 0 | 0 | 0 | 0 | 0 | 0 | 0 | 1 | 11.7168 | 1 | 11.7168 | 0
133 | 0 | 0 | 0 | 0 | 0 | 0 | 0 | 0 | 1 | 11.7168 | 1 | 11.7168 | 0
134 | 10.4925 | 0 | -10.4925 | 0 | 0 | 0 | 0.015145 | 0.045893 | 1 | 11.7168 | 1 | 11.5358 | 3.9446
135 | 266.9379 | 0 | -266.9379 | 0 | 0 | 0 | 0.38529 | 1.1676 | 1 | 3.4187 | 1 | -1.1927 | 102.2751
136 | 265.2122 | 0 | -265.2122 | 0 | 0 | 0 | 0.3828 | 1.16 | 1 | 3.4187 | 1 | -1.1927 | 102.3985
137 | 0 | 0 | 0 | 0 | 0 | 0 | 0 | 0 | 1 | 3.4187 | 1 | 3.4187 | 0
138 | 0 | 0 | 0 | 0 | 0 | 0 | 0 | 0 | 1 | 3.4187 | 1 | 3.4187 | 0
139 | 16.9491 | 0 | -16.9491 | 0 | 0 | 0 | 0.035584 | 0.074133 | 1 | 2.7182 | 1 | 2.4302 | 6.2085
140 | 16.887 | 0 | -16.887 | 0 | 0 | 0 | 0.035454 | 0.073862 | 1 | 2.7182 | 1 | 2.4302 | 6.2085
141 | 0 | 0 | 0 | 0 | 0 | 0 | 0 | 0 | 1 | 2.7182 | 1 | 2.7182 | 0
142 | -1.1369e-13 | 0 | 1.1369e-13 | 0 | 0 | 0 | 1.6409e-16 | 4.9725e-16 | 1 | 10.8002 | 1 | 10.8002 | 4.0895e-14
143 | -1.1369e-13 | 0 | 1.1369e-13 | 0 | 0 | 0 | 1.6409e-16 | 4.9725e-16 | 1 | 10.8002 | 1 | 10.8002 | 4.2263e-14
144 | -1.1369e-13 | 0 | 1.1369e-13 | 0 | 0 | 0 | 1.6409e-16 | 4.9725e-16 | 1 | 10.8002 | 1 | 10.8002 | 4.2263e-14
145 | 44.6022 | 0 | -44.6022 | 0 | 0 | 0 | 0.064378 | 0.19508 | 1 | 10.8002 | 1 | 10.0281 | 16.5807
146 | 44.6022 | 0 | -44.6022 | 0 | 0 | 0 | 0.064378 | 0.19508 | 1 | 10.8002 | 1 | 10.0281 | 16.5807
147 | 56.302 | 0 | -56.302 | 0 | 0 | 0 | 0.081265 | 0.24626 | 1 | 15.2954 | 1 | 14.2631 | 22.2538
148 | 53.4091 | 0 | -53.4091 | 0 | 0 | 0 | 0.077089 | 0.2336 | 1 | 15.2954 | 1 | 14.2631 | 22.2538
149 | 0 | 0 | 0 | 0 | 0 | 0 | 0 | 0 | 1 | 15.2954 | 1 | 15.2954 | 0
150 | 0 | 0 | 0 | 0 | 0 | 0 | 0 | 0 | 1 | 15.2954 | 1 | 15.2954 | 0
151 | 0 | 0 | 0 | 0 | 0 | 0 | 0 | 0 | 1 | 15.2954 | 1 | 15.2954 | 0
152 | 0 | 0 | 0 | 0 | 0 | 0 | 0 | 0 | 1 | 15.2954 | 1 | 15.2954 | 0
153 | 0 | 0 | 0 | 0 | 0 | 0 | 0 | 0 | 1 | 15.2954 | 1 | 15.2954 | 0
154 | 0 | 0 | 0 | 0 | 0 | 0 | 0 | 0 | 1 | 15.2954 | 1 | 15.2954 | 0
155 | -2.8422e-14 | 0 | 2.8422e-14 | 0 | 0 | 0 | 4.1023e-17 | 4.9725e-16 | 1 | 11.2849 | 1 | 11.2849 | 1.8948e-14
156 | -2.8422e-14 | 0 | 2.8422e-14 | 0 | 0 | 0 | 4.1023e-17 | 4.9725e-16 | 1 | 11.2849 | 1 | 11.2849 | 1.8948e-14
157 | 128.3021 | 0 | -128.3021 | 0 | 0 | 0 | 0.18519 | 0.56118 | 1 | 3.5815 | 1 | 1.5008 | 46.1518
158 | 110.6015 | 0 | -110.6015 | 0 | 0 | 0 | 0.15964 | 0.48376 | 1 | 3.5815 | 1 | 1.5008 | 46.084
159 | 223.338 | 0 | -223.338 | 0 | 0 | 0 | 0.32236 | 0.46889 | 1 | 3.5815 | 1 | 2.8279 | 26.306
160 | 55.1542 | 0 | -55.1542 | 0 | 0 | 0 | 0.079608 | 0.24124 | 1 | 10.0502 | 1 | 9.0918 | 19.9113
161 | 54.5569 | 0 | -54.5569 | 0 | 0 | 0 | 0.078746 | 0.23862 | 1 | 10.0502 | 1 | 9.0918 | 19.9113
162 | 0 | 0 | 0 | 0 | 0 | 0 | 0 | 0 | 1 | 9.9515 | 1 | 9.9515 | 0
163 | 0 | 0 | 0 | 0 | 0 | 0 | 0 | 0 | 1 | 9.9515 | 1 | 9.9515 | 0
164 | 0 | 0 | 0 | 0 | 0 | 0 | 0 | 0 | 1 | 30.269 | 1 | 30.269 | 0
165 | 0 | 0 | 0 | 0 | 0 | 0 | 0 | 0 | 1 | 30.269 | 1 | 30.269 | 0
166 | 22.9873 | 0 | -22.9873 | 0 | 0 | 0 | 0.048261 | 0.20109 | 1 | 10.0087 | 1 | 8.9256 | 17.1547
167 | 22.9873 | 0 | -22.9873 | 0 | 0 | 0 | 0.048261 | 0.20109 | 1 | 10.0087 | 1 | 8.9256 | 17.1547
168 | 21.6149 | 0 | -21.6149 | 0 | 0 | 0 | 0.04538 | 0.18908 | 1 | 10.0087 | 1 | 8.9256 | 17.1547
169 | 21.6149 | 0 | -21.6149 | 0 | 0 | 0 | 0.04538 | 0.18908 | 1 | 10.0087 | 1 | 8.9256 | 17.1547
170 | 0 | 0 | 0 | 0 | 0 | 0 | 0 | 0 | 1 | 12.8693 | 1 | 12.8693 | 0
171 | 0 | 0 | 0 | 0 | 0 | 0 | 0 | 0 | 1 | 12.8693 | 1 | 12.8693 | 0
172 | 10.2534 | 0 | -10.2534 | 0 | 0 | 0 | 0.014799 | 0.044847 | 1 | 10.4019 | 1 | 10.2249 | 3.8986
173 | 74.478 | 0 | -74.478 | 0 | 0 | 0 | 0.1075 | 0.32576 | 1 | 9.4784 | 1 | 8.078 | 28.2114
174 | 74.1959 | 0 | -74.1959 | 0 | 0 | 0 | 0.10709 | 0.32452 | 1 | 9.4784 | 1 | 8.078 | 28.2114
175 | -1.1369e-13 | 0 | 1.1369e-13 | 0 | 0 | 0 | 1.6409e-16 | 4.9725e-16 | 1 | 9.4784 | 1 | 9.4784 | 4.0895e-14
176 | -1.1369e-13 | 0 | 1.1369e-13 | 0 | 0 | 0 | 1.6409e-16 | 4.9725e-16 | 1 | 9.4784 | 1 | 9.4784 | 4.3063e-14
177 | 5.6843e-14 | 0 | -5.6843e-14 | 0 | 0 | 0 | 1.1934e-16 | 2.4863e-16 | 1 | 5.4837 | 1 | 5.4837 | 2.0898e-14
178 | 2.8422e-14 | 0 | -2.8422e-14 | 0 | 0 | 0 | 5.967e-17 | 1.2431e-16 | 1 | 5.4837 | 1 | 5.4837 | 1.4354e-14
179 | 33.3868 | 0 | -33.3868 | 0 | 0 | 0 | 0.070094 | 0.14603 | 1 | 5.4837 | 1 | 4.9321 | 11.9666
180 | 24.0321 | 0 | -24.0321 | 0 | 0 | 0 | 0.050454 | 0.10511 | 1 | 5.4837 | 1 | 4.9321 | 11.3896
181 | -29.6294 | 0 | 29.6294 | 0 | 0 | 0 | 0.062206 | 0.1296 | 1 | 10.2269 | 1 | 10.796 | 12.3456
182 | 0 | 0 | 0 | 0 | 0 | 0 | 0 | 0 | 1 | 10.2269 | 1 | 10.2269 | 0
183 | 0 | 0 | 0 | 0 | 0 | 0 | 0 | 0 | 1 | 10.2269 | 1 | 10.2269 | 0
184 | 1.1369e-13 | 0 | -1.1369e-13 | 0 | 0 | 0 | 2.3868e-16 | 4.9725e-16 | 1 | 11.3038 | 1 | 11.3038 | 5.3626e-14
185 | 5.6843e-14 | 0 | -5.6843e-14 | 0 | 0 | 0 | 1.1934e-16 | 2.4863e-16 | 1 | 11.3038 | 1 | 11.3038 | 3.0398e-14
186 | 39.8828 | 0 | -39.8828 | 0 | 0 | 0 | 0.057566 | 0.17444 | 1 | 11.543 | 1 | 10.796 | 16.6178
187 | 91.8562 | 0 | -91.8562 | 0 | 0 | 0 | 0.13258 | 0.19285 | 1 | 11.543 | 1 | 11.3038 | 8.3506
188 | 301.7734 | 0 | -301.7734 | 0 | 0 | 0 | 0.43557 | 0.63356 | 1 | 10.9873 | 1 | 10.2269 | 26.5412
189 | -2.7116 | 0 | 2.7116 | 0 | 0 | 0 | 0.0039139 | 0.01186 | 1 | 6.828 | 1 | 6.872 | 0.97541
190 | -2.5442 | 0 | 2.5442 | 0 | 0 | 0 | 0.0036722 | 0.011128 | 1 | 6.828 | 1 | 6.872 | 0.91517
191 | -2.5033 | 0 | 2.5033 | 0 | 0 | 0 | 0.0036133 | 0.010949 | 1 | 6.828 | 1 | 6.872 | 0.91363
192 | -2.4942 | 0 | 2.4942 | 0 | 0 | 0 | 0.0036001 | 0.010909 | 1 | 6.828 | 1 | 6.872 | 0.91363
193 | 12.1646 | 0 | -12.1646 | 0 | 0 | 0 | 0.017558 | 0.053206 | 1 | 16.7467 | 1 | 16.5474 | 4.3758
194 | 11.6754 | 0 | -11.6754 | 0 | 0 | 0 | 0.016852 | 0.051067 | 1 | 16.7467 | 1 | 16.5474 | 4.1998
195 | 11.2975 | 0 | -11.2975 | 0 | 0 | 0 | 0.016306 | 0.049414 | 1 | 16.7467 | 1 | 16.5474 | 4.1998
196 | 76.5585 | 0 | -76.5585 | 0 | 0 | 0 | 0.1105 | 0.33486 | 1 | 21.3306 | 1 | 20.034 | 28.5666
197 | 76.5585 | 0 | -76.5585 | 0 | 0 | 0 | 0.1105 | 0.33486 | 1 | 21.3306 | 1 | 20.034 | 28.5666
198 | 76.5585 | 0 | -76.5585 | 0 | 0 | 0 | 0.1105 | 0.33486 | 1 | 21.3306 | 1 | 20.034 | 28.5666
199 | 54.6468 | 0 | -54.6468 | 0 | 0 | 0 | 0.11473 | 0.47804 | 1 | 2.9668 | 1 | -0.58829 | 39.3143
200 | 421.6381 | 0 | -421.6381 | 0 | 0 | 0 | 0.60858 | 0.88521 | 1 | 4.0648 | 1 | 2.9668 | 38.3307
201 | 115.1868 | 0 | -115.1868 | 0 | 0 | 0 | 0.16626 | 1.0076 | 1 | 4.0648 | 1 | -0.58829 | 57.8828
202 | 113.9986 | 0 | -113.9986 | 0 | 0 | 0 | 0.16454 | 0.99723 | 1 | 4.0648 | 1 | -0.58829 | 58.7622
203 | 113.9986 | 0 | -113.9986 | 0 | 0 | 0 | 0.16454 | 0.99723 | 1 | 4.0648 | 1 | -0.58829 | 58.7622
204 | -41.0542 | 0 | 41.0542 | 0 | 0 | 0 | 0.086192 | 0.17957 | 1 | 7.5079 | 1 | 8.2417 | 14.7677
205 | 0.096162 | 0 | -0.096162 | 0 | 0 | 0 | 0.00020189 | 0.0008412 | 1 | 7.5079 | 1 | 7.505 | 0.047138
206 | 20.0748 | 0 | -20.0748 | 0 | 0 | 0 | 0.042146 | 0.087805 | 1 | 8.6005 | 1 | 8.2417 | 7.2212
207 | 31.6893 | 0 | -31.6893 | 0 | 0 | 0 | 0.06653 | 0.27721 | 1 | 8.6005 | 1 | 7.505 | 17.6052
208 | 20.9794 | 0 | -20.9794 | 0 | 0 | 0 | 0.044045 | 0.091761 | 1 | 8.6202 | 1 | 8.2417 | 7.5466
209 | 513.9939 | 0 | -513.9939 | 0 | 0 | 0 | 0.74189 | 1.0791 | 1 | 8.3247 | 1 | 6.9861 | 46.7267
210 | -107.174 | 0 | 107.174 | 0 | 0 | 0 | 0.15469 | 0.22501 | 1 | 8.3247 | 1 | 8.6005 | 9.6293
211 | 0 | 0 | 0 | 0 | 0 | 0 | 0 | 0 | 1 | 0.30063 | 1 | 0.30063 | 0
212 | 21.5321 | 0 | -21.5321 | 0 | 0 | 0 | 0.045206 | 0.094178 | 1 | 0.30063 | 1 | -0.10619 | 8.2498
213 | 4.2702 | 0 | -4.2702 | 0 | 0 | 0 | 0.0061635 | 0.018677 | 1 | 15.5081 | 1 | 15.4347 | 1.5305
214 | 3.6013 | 0 | -3.6013 | 0 | 0 | 0 | 0.005198 | 0.015752 | 1 | 15.5081 | 1 | 15.4347 | 1.5005
215 | 3.8353 | 0 | -3.8353 | 0 | 0 | 0 | 0.0055358 | 0.016775 | 1 | 15.5081 | 1 | 15.4347 | 1.598
216 | 3.6733 | 0 | -3.6733 | 0 | 0 | 0 | 0.0053019 | 0.016066 | 1 | 15.5081 | 1 | 15.4347 | 1.5305
217 | 0 | 0 | 0 | 0 | 0 | 0 | 0 | 0 | 1 | 15.5081 | 1 | 15.5081 | 0
218 | 0 | 0 | 0 | 0 | 0 | 0 | 0 | 0 | 1 | 15.5081 | 1 | 15.5081 | 0
219 | 0 | 0 | 0 | 0 | 0 | 0 | 0 | 0 | 1 | 15.5081 | 1 | 15.5081 | 0
220 | 63.5709 | 0 | -63.5709 | 0 | 0 | 0 | 0.13346 | 1.1122 | 1 | 17.37 | 1 | 10.087 | 63.5709
221 | 52.2409 | 0 | -52.2409 | 0 | 0 | 0 | 0.10968 | 0.22849 | 1 | 0.84442 | 1 | -0.36469 | 24.7587
222 | 67.6526 | 0 | -67.6526 | 0 | 0 | 0 | 0.14203 | 0.2959 | 1 | 0.85076 | 1 | -0.36469 | 25.1496
223 | 377.3952 | 0 | -377.3952 | 0 | 0 | 0 | 0.54472 | 1.6507 | 1 | 1.8018 | 1 | -0.36469 | 75.6303
224 | 334.2028 | 0 | -334.2028 | 0 | 0 | 0 | 0.48238 | 0.70164 | 1 | 1.8018 | 1 | 0.84442 | 33.4203
225 | 352.9031 | 0 | -352.9031 | 0 | 0 | 0 | 0.50937 | 0.7409 | 1 | 1.8018 | 1 | 0.85076 | 33.1988
226 | 0 | 0 | 0 | 0 | 0 | 0 | 0 | 0 | 1 | 1.8018 | 1 | 1.8018 | 0
227 | 0 | 0 | 0 | 0 | 0 | 0 | 0 | 0 | 1 | 1.8018 | 1 | 1.8018 | 0
228 | 0 | 0 | 0 | 0 | 0 | 0 | 0 | 0 | 1 | 20.1207 | 1 | 20.1207 | 0
229 | 0 | 0 | 0 | 0 | 0 | 0 | 0 | 0 | 1 | 20.1207 | 1 | 20.1207 | 0
230 | 17.4786 | 0 | -17.4786 | 0 | 0 | 0 | 0.025228 | 0.076449 | 1 | 11.4017 | 1 | 11.1011 | 6.2647
231 | 18.423 | 0 | -18.423 | 0 | 0 | 0 | 0.026591 | 0.08058 | 1 | 11.4017 | 1 | 11.1011 | 6.627
232 | 17.416 | 0 | -17.416 | 0 | 0 | 0 | 0.025138 | 0.076175 | 1 | 11.4017 | 1 | 11.1011 | 6.2647
233 | 0 | 0 | 0 | 0 | 0 | 0 | 0 | 0 | 1 | 11.4017 | 1 | 11.4017 | 0
234 | 0 | 0 | 0 | 0 | 0 | 0 | 0 | 0 | 1 | 11.4017 | 1 | 11.4017 | 0
235 | 39.9882 | 0 | -39.9882 | 0 | 0 | 0 | 0.057718 | 0.1749 | 1 | 13.8453 | 1 | 13.1402 | 14.6477
236 | 0 | 0 | 0 | 0 | 0 | 0 | 0 | 0 | 1 | 13.8453 | 1 | 13.8453 | 0
237 | 33.8481 | 0 | -33.8481 | 0 | 0 | 0 | 0.071063 | 0.29609 | 1 | 11.8414 | 1 | 10.4882 | 17.7215
238 | 33.4468 | 0 | -33.4468 | 0 | 0 | 0 | 0.07022 | 0.29258 | 1 | 11.8254 | 1 | 10.4882 | 17.5114
239 | 1.1369e-13 | 0 | -1.1369e-13 | 0 | 0 | 0 | 1.6409e-16 | 4.9725e-16 | 1 | 11.9798 | 1 | 11.9798 | 4.0895e-14
240 | 1.1369e-13 | 0 | -1.1369e-13 | 0 | 0 | 0 | 1.6409e-16 | 4.9725e-16 | 1 | 11.9798 | 1 | 11.9798 | 4.0895e-14
241 | 1.1369e-13 | 0 | -1.1369e-13 | 0 | 0 | 0 | 1.6409e-16 | 4.9725e-16 | 1 | 11.9798 | 1 | 11.9798 | 4.0895e-14
242 | 58.4562 | 0 | -58.4562 | 0 | 0 | 0 | 0.084374 | 0.12273 | 1 | 11.9798 | 1 | 11.8414 | 4.8311
243 | 65.2323 | 0 | -65.2323 | 0 | 0 | 0 | 0.094155 | 0.13695 | 1 | 11.9798 | 1 | 11.8254 | 5.3911
244 | 244.2907 | 0 | -244.2907 | 0 | 0 | 0 | 0.3526 | 0.51288 | 1 | 3.5503 | 1 | 2.9401 | 21.2982
245 | 5.0325 | 0 | -5.0325 | 0 | 0 | 0 | 0.0072638 | 0.022012 | 1 | 3.5503 | 1 | 3.4618 | 1.8103
246 | 4.8439 | 0 | -4.8439 | 0 | 0 | 0 | 0.0069916 | 0.021187 | 1 | 3.5503 | 1 | 3.4618 | 1.8418
247 | 4.8439 | 0 | -4.8439 | 0 | 0 | 0 | 0.0069916 | 0.021187 | 1 | 3.5503 | 1 | 3.4618 | 1.8418
248 | 4.761 | 0 | -4.761 | 0 | 0 | 0 | 0.0068719 | 0.020824 | 1 | 3.5503 | 1 | 3.4618 | 1.8103
249 | 1.538 | 0 | -1.538 | 0 | 0 | 0 | 0.003229 | 0.013454 | 1 | 15.4793 | 1 | 15.3633 | 1.211
250 | 1.538 | 0 | -1.538 | 0 | 0 | 0 | 0.003229 | 0.013454 | 1 | 15.4793 | 1 | 15.3633 | 1.211
251 | 1.542 | 0 | -1.542 | 0 | 0 | 0 | 0.0032374 | 0.013489 | 1 | 15.6455 | 1 | 15.5841 | 0.80314
252 | 1.534 | 0 | -1.534 | 0 | 0 | 0 | 0.0032205 | 0.013419 | 1 | 15.6455 | 1 | 15.5841 | 0.80314
253 | -36.3778 | 0 | 36.3778 | 0 | 0 | 0 | 0.052507 | 0.076374 | 1 | 15.5474 | 1 | 15.6455 | 3.4222
254 | -7.4631 | 0 | 7.4631 | 0 | 0 | 0 | 0.010772 | 0.032643 | 1 | 0 | 1 | 0.12651 | 2.6943
255 | -7.228 | 0 | 7.228 | 0 | 0 | 0 | 0.010433 | 0.031614 | 1 | 0 | 1 | 0.12651 | 2.6284
256 | -6.6089 | 0 | 6.6089 | 0 | 0 | 0 | 0.0095391 | 0.028906 | 1 | 0 | 1 | 0.12651 | 2.7537
257 | 0 | 0 | 0 | 0 | 0 | 0 | 0 | 0 | 1 | 11.8153 | 1 | 11.8153 | 0
258 | 0 | 0 | 0 | 0 | 0 | 0 | 0 | 0 | 1 | 11.8153 | 1 | 11.8153 | 0
259 | 0 | 0 | 0 | 0 | 0 | 0 | 0 | 0 | 1 | 11.8153 | 1 | 11.8153 | 0
260 | 578.7095 | 0 | -578.7095 | 0 | 0 | 0 | 0.8353 | 1.215 | 1 | 11.0231 | 1 | 9.4351 | 55.4319
261 | 591.0889 | 0 | -591.0889 | 0 | 0 | 0 | 0.85316 | 0.85316 | 1 | 11.0231 | 1 | 10.4073 | 21.4941
262 | 0 | 0 | 0 | 0 | 0 | 0 | 0 | 0 | 1 | 13.7888 | 1 | 13.7888 | 0
263 | -4.5475e-13 | 0 | 4.5475e-13 | 0 | 0 | 0 | 6.5637e-16 | 9.5472e-16 | 1 | 13.7888 | 1 | 13.7888 | 8.9694e-14
264 | 1.4211e-14 | 0 | -1.4211e-14 | 0 | 0 | 0 | 2.0512e-17 | 2.4863e-16 | 1 | 14.2874 | 1 | 14.2874 | 1.579e-14
265 | 1.4211e-14 | 0 | -1.4211e-14 | 0 | 0 | 0 | 2.0512e-17 | 2.4863e-16 | 1 | 14.2874 | 1 | 14.2874 | 1.579e-14
266 | 0 | 0 | 0 | 0 | 0 | 0 | 0 | 0 | 1 | 14.5472 | 1 | 14.5472 | 0
267 | 0 | 0 | 0 | 0 | 0 | 0 | 0 | 0 | 1 | 14.5472 | 1 | 14.5472 | 0
268 | 195.8394 | 0 | -195.8394 | 0 | 0 | 0 | 0.41116 | 0.85658 | 1 | 14.5472 | 1 | 11.1548 | 70.1934
269 | 0 | 0 | 0 | 0 | 0 | 0 | 0 | 0 | 1 | 0.78896 | 1 | 0.78896 | 0
270 | 0 | 0 | 0 | 0 | 0 | 0 | 0 | 0 | 1 | 0.78896 | 1 | 0.78896 | 0
271 | 8.7154 | 0 | -8.7154 | 0 | 0 | 0 | 0.01258 | 0.20127 | 1 | 0.78896 | 1 | 0.47686 | 10.8942
272 | 8.7154 | 0 | -8.7154 | 0 | 0 | 0 | 0.01258 | 0.20127 | 1 | 0.78896 | 1 | 0.47686 | 10.8942
273 | 23.0701 | 0 | -23.0701 | 0 | 0 | 0 | 0.033299 | 0.40362 | 1 | 8.5974 | 1 | 7.2093 | 16.1329
274 | 23.0701 | 0 | -23.0701 | 0 | 0 | 0 | 0.033299 | 0.40362 | 1 | 8.5974 | 1 | 7.2093 | 16.1329
275 | 9.566 | 0 | -9.566 | 0 | 0 | 0 | 0.013807 | 0.041841 | 1 | 15.2454 | 1 | 15.0787 | 3.441
276 | 10.2754 | 0 | -10.2754 | 0 | 0 | 0 | 0.014831 | 0.044943 | 1 | 15.2454 | 1 | 15.0787 | 3.6962
277 | 9.301 | 0 | -9.301 | 0 | 0 | 0 | 0.013425 | 0.040682 | 1 | 15.2454 | 1 | 15.0787 | 3.6332
278 | 8.795 | 0 | -8.795 | 0 | 0 | 0 | 0.012695 | 0.038468 | 1 | 15.2454 | 1 | 15.0787 | 3.4626
279 | 5.9418 | 0 | -5.9418 | 0 | 0 | 0 | 0.012475 | 0.025989 | 1 | 8.9717 | 1 | 8.8735 | 2.1297
280 | 5.9286 | 0 | -5.9286 | 0 | 0 | 0 | 0.012447 | 0.025931 | 1 | 8.9717 | 1 | 8.8735 | 2.125
281 | 19.7091 | 0 | -19.7091 | 0 | 0 | 0 | 0.041378 | 0.086205 | 1 | 8.9717 | 1 | 8.552 | 9.0825
282 | 19.6874 | 0 | -19.6874 | 0 | 0 | 0 | 0.041333 | 0.08611 | 1 | 8.9717 | 1 | 8.552 | 9.3749
283 | 0 | 0 | 0 | 0 | 0 | 0 | 0 | 0 | 1 | 8.9717 | 1 | 8.9717 | 0
284 | 0 | 0 | 0 | 0 | 0 | 0 | 0 | 0 | 1 | 8.9717 | 1 | 8.9717 | 0
285 | 0 | 0 | 0 | 0 | 0 | 0 | 0 | 0 | 1 | 2.5934 | 1 | 2.5934 | 0
286 | 101.5084 | 0 | -101.5084 | 0 | 0 | 0 | 0.14651 | 0.44398 | 1 | 2.5934 | 1 | 0.83551 | 36.6456
287 | 0 | 0 | 0 | 0 | 0 | 0 | 0 | 0 | 1 | 2.5934 | 1 | 2.5934 | 0
288 | -6.3793 | 0 | 6.3793 | 0 | 0 | 0 | 0.013393 | 0.027902 | 1 | 9.4369 | 1 | 9.5426 | 2.2865
289 | -6.3935 | 0 | 6.3935 | 0 | 0 | 0 | 0.013423 | 0.027964 | 1 | 9.4369 | 1 | 9.5426 | 2.2916
290 | -6.0592 | 0 | 6.0592 | 0 | 0 | 0 | 0.012721 | 0.026502 | 1 | 9.4369 | 1 | 9.5426 | 2.2865
291 | 16.583 | 0 | -16.583 | 0 | 0 | 0 | 0.034815 | 0.14506 | 1 | 9.4369 | 1 | 8.7416 | 10.8385
292 | 9.1985 | 0 | -9.1985 | 0 | 0 | 0 | 0.019312 | 0.080466 | 1 | 9.4369 | 1 | 8.7416 | 7.3588
293 | 9.1985 | 0 | -9.1985 | 0 | 0 | 0 | 0.019312 | 0.080466 | 1 | 9.4369 | 1 | 8.7416 | 7.3588
294 | 18.832 | 0 | -18.832 | 0 | 0 | 0 | 0.039537 | 0.082369 | 1 | 9.8544 | 1 | 9.5426 | 6.7498
295 | 26.5403 | 0 | -26.5403 | 0 | 0 | 0 | 0.05572 | 0.23217 | 1 | 9.8544 | 1 | 8.7416 | 17.3466
296 | 38.9212 | 0 | -38.9212 | 0 | 0 | 0 | 0.056178 | 0.081713 | 1 | 9.5352 | 1 | 9.4369 | 3.4292
297 | -72.3735 | 0 | 72.3735 | 0 | 0 | 0 | 0.10446 | 0.15194 | 1 | 9.0223 | 1 | 9.4369 | 14.4747
298 | -109.3187 | 0 | 109.3187 | 0 | 0 | 0 | 0.15779 | 0.22951 | 1 | 9.0223 | 1 | 9.3947 | 12.9987
299 | 19.9941 | 0 | -19.9941 | 0 | 0 | 0 | 0.041977 | 0.34981 | 1 | 4.6677 | 1 | 2.5033 | 18.1764
300 | 19.9941 | 0 | -19.9941 | 0 | 0 | 0 | 0.041977 | 0.34981 | 1 | 4.6677 | 1 | 2.5033 | 18.1764
301 | 71.4856 | 0 | -71.4856 | 0 | 0 | 0 | 0.10318 | 0.31267 | 1 | 13.3298 | 1 | 12.0343 | 27.924
302 | 64.1996 | 0 | -64.1996 | 0 | 0 | 0 | 0.092664 | 0.2808 | 1 | 13.3298 | 1 | 12.0343 | 26.7498
303 | -113.1277 | 0 | 113.1277 | 0 | 0 | 0 | 0.16329 | 0.49481 | 1 | 10.0789 | 1 | 12.0343 | 40.6934
304 | -312.4879 | 0 | 312.4879 | 0 | 0 | 0 | 0.45104 | 0.45104 | 1 | 13.0042 | 1 | 13.3298 | 11.3632
305 | -311.4643 | 0 | 311.4643 | 0 | 0 | 0 | 0.44956 | 0.44956 | 1 | 13.0053 | 1 | 13.3298 | 11.326
306 | 0 | 0 | 0 | 0 | 0 | 0 | 0 | 0 | 1 | 3.9035 | 1 | 3.9035 | 0
307 | 0 | 0 | 0 | 0 | 0 | 0 | 0 | 0 | 1 | 3.9035 | 1 | 3.9035 | 0
308 | 0 | 0 | 0 | 0 | 0 | 0 | 0 | 0 | 1 | 3.9035 | 1 | 3.9035 | 0
309 | 0 | 0 | 0 | 0 | 0 | 0 | 0 | 0 | 1 | 3.9035 | 1 | 3.9035 | 0
310 | 11.2787 | 0 | -11.2787 | 0 | 0 | 0 | 0.023679 | 0.19733 | 1 | 3.9035 | 1 | 2.2432 | 11.7487
311 | 11.2787 | 0 | -11.2787 | 0 | 0 | 0 | 0.023679 | 0.19733 | 1 | 3.9035 | 1 | 2.2432 | 11.7487
312 | -140.0181 | 0 | 140.0181 | 0 | 0 | 0 | 0.2021 | 0.29396 | 1 | 3.5382 | 1 | 3.9035 | 12.7521
313 | -127.5215 | 0 | 127.5215 | 0 | 0 | 0 | 0.18406 | 0.26773 | 1 | 3.5382 | 1 | 3.9035 | 12.7521
314 | 15.1964 | 0 | -15.1964 | 0 | 0 | 0 | 0.021934 | 0.066467 | 1 | 20.9504 | 1 | 20.6767 | 5.6703
315 | 15.5637 | 0 | -15.5637 | 0 | 0 | 0 | 0.022464 | 0.068074 | 1 | 20.9504 | 1 | 20.6767 | 5.8953
316 | -1877.5034 | 0 | 1877.5034 | 0 | 0 | 0 | 2.7099 | 2.7099 | 1 | 20.9504 | 1 | 22.9063 | 68.2729
317 | -1912.7197 | 0 | 1912.7197 | 0 | 0 | 0 | 2.7608 | 2.7608 | 1 | 20.9504 | 1 | 22.943 | 69.5534
318 | 0 | 0 | 0 | 0 | 0 | 0 | 0 | 0 | 1 | 20.9504 | 1 | 20.9504 | 0
319 | 0.89978 | 0 | -0.89978 | 0 | 0 | 0 | 0.0018891 | 0.0039355 | 1 | -0.2059 | 1 | -0.22076 | 0.3225
320 | 0.89978 | 0 | -0.89978 | 0 | 0 | 0 | 0.0018891 | 0.0039355 | 1 | -0.2059 | 1 | -0.22076 | 0.3225
321 | 0.85827 | 0 | -0.85827 | 0 | 0 | 0 | 0.0018019 | 0.0037539 | 1 | -0.2059 | 1 | -0.22076 | 0.30762
322 | 0.78688 | 0 | -0.78688 | 0 | 0 | 0 | 0.001652 | 0.0034417 | 1 | -0.2059 | 1 | -0.22076 | 0.30149
323 | 0.65664 | 0 | -0.65664 | 0 | 0 | 0 | 0.0013786 | 0.002872 | 1 | -0.2059 | 1 | -0.22076 | 0.3112
324 | 471.0172 | 0 | -471.0172 | 0 | 0 | 0 | 0.67985 | 2.0602 | 1 | 16.7423 | 1 | 9.0875 | 169.4307
325 | 442.5584 | 0 | -442.5584 | 0 | 0 | 0 | 0.63878 | 1.9357 | 1 | 16.7423 | 1 | 9.0875 | 164.5199
326 | 7.9729 | 0 | -7.9729 | 0 | 0 | 0 | 0.016739 | 0.034872 | 1 | 5.4258 | 1 | 5.2938 | 2.8577
327 | 7.5698 | 0 | -7.5698 | 0 | 0 | 0 | 0.015892 | 0.033109 | 1 | 5.4258 | 1 | 5.2938 | 2.8458
328 | 7.0148 | 0 | -7.0148 | 0 | 0 | 0 | 0.014727 | 0.030682 | 1 | 5.4258 | 1 | 5.2938 | 2.6571
329 | -30.6425 | 0 | 30.6425 | 0 | 0 | 0 | 0.064333 | 0.064333 | 1 | 5.4258 | 1 | 5.5413 | 4.0319
330 | 0 | 0 | 0 | 0 | 0 | 0 | 0 | 0 | 1 | 1.3631 | 1 | 1.3631 | 0
331 | 0 | 0 | 0 | 0 | 0 | 0 | 0 | 0 | 1 | 1.3631 | 1 | 1.3631 | 0
332 | 0 | 0 | 0 | 0 | 0 | 0 | 0 | 0 | 1 | 1.3631 | 1 | 1.3631 | 0
333 | 0 | 0 | 0 | 0 | 0 | 0 | 0 | 0 | 1 | 1.3631 | 1 | 1.3631 | 0
334 | 0 | 0 | 0 | 0 | 0 | 0 | 0 | 0 | 1 | 9.4623 | 1 | 9.4623 | 0
335 | 0 | 0 | 0 | 0 | 0 | 0 | 0 | 0 | 1 | 9.4623 | 1 | 9.4623 | 0
336 | 0 | 0 | 0 | 0 | 0 | 0 | 0 | 0 | 1 | 15.0746 | 1 | 15.0746 | 0
337 | 0 | 0 | 0 | 0 | 0 | 0 | 0 | 0 | 1 | 15.0746 | 1 | 15.0746 | 0
338 | 3.4407 | 0 | -3.4407 | 0 | 0 | 0 | 0.0072235 | 0.030098 | 1 | 15.0746 | 1 | 14.8172 | 2.688
339 | 3.4258 | 0 | -3.4258 | 0 | 0 | 0 | 0.0071923 | 0.029968 | 1 | 15.0746 | 1 | 14.8172 | 2.7189
340 | 3.3869 | 0 | -3.3869 | 0 | 0 | 0 | 0.0071107 | 0.029628 | 1 | 15.0746 | 1 | 14.8172 | 2.688
341 | -20.792 | 0 | 20.792 | 0 | 0 | 0 | 0.030011 | 0.043652 | 1 | 15.023 | 1 | 15.0746 | 1.8017
342 | -19.8191 | 0 | 19.8191 | 0 | 0 | 0 | 0.028606 | 0.041609 | 1 | 15.023 | 1 | 15.0746 | 1.8017
343 | 0 | 0 | 0 | 0 | 0 | 0 | 0 | 0 | 1 | 15.023 | 1 | 15.023 | 0
344 | -2.7285e-12 | 0 | 2.7285e-12 | 0 | 0 | 0 | 3.9382e-15 | 5.7283e-15 | 1 | 15.023 | 1 | 15.023 | 2.2549e-13
345 | 0 | 0 | 0 | 0 | 0 | 0 | 0 | 0 | 1 | 9.8421 | 1 | 9.8421 | 0
346 | 0 | 0 | 0 | 0 | 0 | 0 | 0 | 0 | 1 | 9.8421 | 1 | 9.8421 | 0
347 | 0 | 0 | 0 | 0 | 0 | 0 | 0 | 0 | 1 | 9.8421 | 1 | 9.8421 | 0
348 | 0 | 0 | 0 | 0 | 0 | 0 | 0 | 0 | 1 | 9.8421 | 1 | 9.8421 | 0
349 | 12.7987 | 0 | -12.7987 | 0 | 0 | 0 | 0.018473 | 0.05598 | 1 | 15.0818 | 1 | 14.8703 | 4.6038
350 | 13.6911 | 0 | -13.6911 | 0 | 0 | 0 | 0.019761 | 0.059883 | 1 | 15.0818 | 1 | 14.8703 | 4.9249
351 | 13.4984 | 0 | -13.4984 | 0 | 0 | 0 | 0.019483 | 0.05904 | 1 | 15.1036 | 1 | 14.8703 | 5.1325
352 | 13.6518 | 0 | -13.6518 | 0 | 0 | 0 | 0.019705 | 0.059711 | 1 | 3.2003 | 1 | 2.9747 | 4.9107
353 | 13.6518 | 0 | -13.6518 | 0 | 0 | 0 | 0.019705 | 0.059711 | 1 | 3.2003 | 1 | 2.9747 | 4.9107
354 | 11.953 | 0 | -11.953 | 0 | 0 | 0 | 0.017253 | 0.052281 | 1 | 3.2003 | 1 | 2.9747 | 4.5449
355 | 12.0101 | 0 | -12.0101 | 0 | 0 | 0 | 0.017335 | 0.052531 | 1 | 3.2003 | 1 | 2.9747 | 5.0042
356 | -82.8974 | 0 | 82.8974 | 0 | 0 | 0 | 0.11965 | 0.11965 | 1 | 3.0817 | 1 | 3.2003 | 4.1407
357 | -73.3921 | 0 | 73.3921 | 0 | 0 | 0 | 0.10593 | 0.10593 | 1 | 3.0953 | 1 | 3.2003 | 3.6659
358 | -23.1326 | 0 | 23.1326 | 0 | 0 | 0 | 0.033389 | 0.10118 | 1 | 27.6593 | 1 | 28.0422 | 8.5046
359 | 12.9103 | 0 | -12.9103 | 0 | 0 | 0 | 0.027105 | 0.056468 | 1 | -0.2381 | 1 | -0.45141 | 4.6273
360 | 11.4853 | 0 | -11.4853 | 0 | 0 | 0 | 0.024113 | 0.050235 | 1 | -0.2381 | 1 | -0.45141 | 4.3178
361 | 11.4853 | 0 | -11.4853 | 0 | 0 | 0 | 0.024113 | 0.050235 | 1 | -0.2381 | 1 | -0.45141 | 4.3178
362 | 11.2846 | 0 | -11.2846 | 0 | 0 | 0 | 0.023692 | 0.049357 | 1 | -0.2381 | 1 | -0.45141 | 4.3071
363 | 372.9086 | 0 | -372.9086 | 0 | 0 | 0 | 0.53825 | 1.6311 | 1 | 16.3082 | 1 | 9.8998 | 139.6662
364 | 349.4888 | 0 | -349.4888 | 0 | 0 | 0 | 0.50444 | 1.5286 | 1 | 16.3082 | 1 | 9.8998 | 138.1379
365 | 338.8268 | 0 | -338.8268 | 0 | 0 | 0 | 0.48905 | 1.482 | 1 | 16.3082 | 1 | 9.8998 | 141.1778
366 | 389.9103 | 0 | -389.9103 | 0 | 0 | 0 | 0.56279 | 0.8186 | 1 | 16.3082 | 1 | 15.2216 | 37.929
367 | 391.4996 | 0 | -391.4996 | 0 | 0 | 0 | 0.56508 | 0.82194 | 1 | 16.3082 | 1 | 15.2172 | 38.0836
368 | 0 | 0 | 0 | 0 | 0 | 0 | 0 | 0 | 1 | 21.0834 | 1 | 21.0834 | 0
369 | 0 | 0 | 0 | 0 | 0 | 0 | 0 | 0 | 1 | 21.0834 | 1 | 21.0834 | 0
370 | 194.1015 | 0 | -194.1015 | 0 | 0 | 0 | 0.28016 | 0.84897 | 1 | 21.0834 | 1 | 17.7874 | 70.84
371 | 190.4 | 0 | -190.4 | 0 | 0 | 0 | 0.27482 | 0.83278 | 1 | 21.0834 | 1 | 17.7874 | 70.7807
372 | 11.2787 | 0 | -11.2787 | 0 | 0 | 0 | 0.023679 | 0.19733 | 1 | 3.7284 | 1 | 2.3227 | 9.9812
373 | 11.2787 | 0 | -11.2787 | 0 | 0 | 0 | 0.023679 | 0.19733 | 1 | 3.7284 | 1 | 2.3227 | 9.9812
374 | -2.9329 | 0 | 2.9329 | 0 | 0 | 0 | 0.0042333 | 0.0061575 | 1 | 3.7189 | 1 | 3.7284 | 0.33178
375 | 0 | 0 | 0 | 0 | 0 | 0 | 0 | 0 | 1 | 5.5387 | 1 | 5.5387 | 0
376 | 0 | 0 | 0 | 0 | 0 | 0 | 0 | 0 | 1 | 5.5387 | 1 | 5.5387 | 0
377 | 48.9023 | 0 | -48.9023 | 0 | 0 | 0 | 0.070584 | 0.21389 | 1 | 18.9071 | 1 | 18.1126 | 17.5277
378 | 46.4469 | 0 | -46.4469 | 0 | 0 | 0 | 0.06704 | 0.20315 | 1 | 18.9071 | 1 | 18.1126 | 17.0761
379 | 46.4469 | 0 | -46.4469 | 0 | 0 | 0 | 0.06704 | 0.20315 | 1 | 18.9071 | 1 | 18.1126 | 17.0761
380 | 40.9386 | 0 | -40.9386 | 0 | 0 | 0 | 0.05909 | 0.17906 | 1 | 18.9071 | 1 | 18.1126 | 15.8064
381 | 48.9916 | 0 | -48.9916 | 0 | 0 | 0 | 0.070713 | 0.21428 | 1 | 18.9071 | 1 | 18.1126 | 17.6229
382 | 27.7299 | 0 | -27.7299 | 0 | 0 | 0 | 0.040025 | 0.12129 | 1 | 10.6344 | 1 | 10.1564 | 9.9748
383 | 27.7299 | 0 | -27.7299 | 0 | 0 | 0 | 0.040025 | 0.12129 | 1 | 10.6344 | 1 | 10.1564 | 9.9748
384 | 27.7299 | 0 | -27.7299 | 0 | 0 | 0 | 0.040025 | 0.12129 | 1 | 10.6344 | 1 | 10.1564 | 9.9748
385 | 25.4962 | 0 | -25.4962 | 0 | 0 | 0 | 0.036801 | 0.11152 | 1 | 10.6344 | 1 | 10.1564 | 10.6234
386 | 119.6297 | 0 | -119.6297 | 0 | 0 | 0 | 0.17267 | 0.25116 | 1 | 10.6344 | 1 | 10.1774 | 15.9506
387 | 124.294 | 0 | -124.294 | 0 | 0 | 0 | 0.1794 | 0.26095 | 1 | 10.6344 | 1 | 10.2325 | 14.0287
388 | 0 | 0 | 0 | 0 | 0 | 0 | 0 | 0 | 1 | 9.8009 | 1 | 9.8009 | 0
389 | 0 | 0 | 0 | 0 | 0 | 0 | 0 | 0 | 1 | 9.8009 | 1 | 9.8009 | 0
390 | 0 | 0 | 0 | 0 | 0 | 0 | 0 | 0 | 1 | 9.4468 | 1 | 9.4468 | 0
391 | 0 | 0 | 0 | 0 | 0 | 0 | 0 | 0 | 1 | 9.7727 | 1 | 9.7727 | 0
392 | 0 | 0 | 0 | 0 | 0 | 0 | 0 | 0 | 1 | 9.7727 | 1 | 9.7727 | 0
393 | -1.1369e-13 | 0 | 1.1369e-13 | 0 | 0 | 0 | 1.6409e-16 | 4.9725e-16 | 1 | 9.7727 | 1 | 9.7727 | 4.3227e-14
394 | -1.1369e-13 | 0 | 1.1369e-13 | 0 | 0 | 0 | 1.6409e-16 | 4.9725e-16 | 1 | 9.7727 | 1 | 9.7727 | 4.737e-14
395 | 360.3901 | 0 | -360.3901 | 0 | 0 | 0 | 0.52018 | 0.75662 | 1 | 8.7296 | 1 | 7.791 | 32.7627
396 | -21.0308 | 0 | 21.0308 | 0 | 0 | 0 | 0.030355 | 0.044153 | 1 | 8.7296 | 1 | 8.7843 | 1.9119
397 | 0 | 0 | 0 | 0 | 0 | 0 | 0 | 0 | 1 | 7.791 | 1 | 7.791 | 0
398 | -2.8422e-14 | 0 | 2.8422e-14 | 0 | 0 | 0 | 5.967e-17 | 1.2431e-16 | 1 | 2.4022 | 1 | 2.4022 | 1.0527e-14
399 | -2.8422e-14 | 0 | 2.8422e-14 | 0 | 0 | 0 | 5.967e-17 | 1.2431e-16 | 1 | 2.4022 | 1 | 2.4022 | 1.0566e-14
400 | 221.4577 | 0 | -221.4577 | 0 | 0 | 0 | 0.46494 | 0.96863 | 1 | 2.4022 | 1 | -1.6245 | 81.4183
401 | 217.3868 | 0 | -217.3868 | 0 | 0 | 0 | 0.45639 | 0.95082 | 1 | 2.4022 | 1 | -1.6245 | 81.4183
402 | 178.9214 | 0 | -178.9214 | 0 | 0 | 0 | 0.37564 | 3.1303 | 1 | 4.6484 | 1 | -15.9267 | 149.1012
403 | 178.9214 | 0 | -178.9214 | 0 | 0 | 0 | 0.37564 | 3.1303 | 1 | 4.6484 | 1 | -15.9267 | 149.1012
404 | 317.1735 | 0 | -317.1735 | 0 | 0 | 0 | 0.4578 | 0.66589 | 1 | 5.4744 | 1 | 4.6484 | 28.834
405 | 0 | 0 | 0 | 0 | 0 | 0 | 0 | 0 | 1 | 13.6702 | 1 | 13.6702 | 0
406 | 0 | 0 | 0 | 0 | 0 | 0 | 0 | 0 | 1 | 13.6702 | 1 | 13.6702 | 0
407 | 0 | 0 | 0 | 0 | 0 | 0 | 0 | 0 | 1 | 13.6702 | 1 | 13.6702 | 0
408 | 5.6843e-14 | 0 | -5.6843e-14 | 0 | 0 | 0 | 1.1934e-16 | 4.9725e-16 | 1 | 13.6702 | 1 | 13.6702 | 3.158e-14
409 | 5.6843e-14 | 0 | -5.6843e-14 | 0 | 0 | 0 | 1.1934e-16 | 4.9725e-16 | 1 | 13.6702 | 1 | 13.6702 | 3.158e-14
410 | 9.8495 | 0 | -9.8495 | 0 | 0 | 0 | 0.020679 | 0.086161 | 1 | 13.6702 | 1 | 13.3345 | 4.7127
411 | 9.6319 | 0 | -9.6319 | 0 | 0 | 0 | 0.020222 | 0.084258 | 1 | 13.6702 | 1 | 13.3345 | 5.3511
412 | 16.6225 | 0 | -16.6225 | 0 | 0 | 0 | 0.023992 | 0.072705 | 1 | 14.438 | 1 | 14.1503 | 6.2024
413 | 16.1883 | 0 | -16.1883 | 0 | 0 | 0 | 0.023366 | 0.070806 | 1 | 14.438 | 1 | 14.1503 | 6.2024
414 | 0 | 0 | 0 | 0 | 0 | 0 | 0 | 0 | 1 | 14.438 | 1 | 14.438 | 0
415 | 0 | 0 | 0 | 0 | 0 | 0 | 0 | 0 | 1 | 14.438 | 1 | 14.438 | 0
416 | 100.3128 | 0 | -100.3128 | 0 | 0 | 0 | 0.2106 | 0.87751 | 1 | 9.2364 | 1 | 5.8496 | 53.6432
417 | 88.6683 | 0 | -88.6683 | 0 | 0 | 0 | 0.18616 | 0.77565 | 1 | 9.4708 | 1 | 5.8496 | 47.4162
418 | 103.2401 | 0 | -103.2401 | 0 | 0 | 0 | 0.21675 | 0.90312 | 1 | 9.4708 | 1 | 5.8496 | 57.3556
419 | 0 | 0 | 0 | 0 | 0 | 0 | 0 | 0 | 1 | 28.2233 | 1 | 28.2233 | 0
420 | 0 | 0 | 0 | 0 | 0 | 0 | 0 | 0 | 1 | 28.2233 | 1 | 28.2233 | 0
421 | 41.4073 | 0 | -41.4073 | 0 | 0 | 0 | 0.059766 | 0.18111 | 1 | 28.2233 | 1 | 27.4932 | 15.1675
422 | 40.6197 | 0 | -40.6197 | 0 | 0 | 0 | 0.05863 | 0.17767 | 1 | 28.2233 | 1 | 27.4932 | 16.0552
423 | 0.96999 | 0 | -0.96999 | 0 | 0 | 0 | 0.0020364 | 0.01697 | 1 | 4.8024 | 1 | 4.7059 | 0.85087
424 | -0.96999 | 0 | 0.96999 | 0 | 0 | 0 | 0.0020364 | 0.01697 | 1 | 4.6094 | 1 | 4.7059 | 0.85087
425 | 0 | 0 | 0 | 0 | 0 | 0 | 0 | 0 | 1 | 23.5248 | 1 | 23.5248 | 0
426 | 0 | 0 | 0 | 0 | 0 | 0 | 0 | 0 | 1 | 23.5248 | 1 | 23.5248 | 0
427 | 33.8361 | 0 | -33.8361 | 0 | 0 | 0 | 0.048838 | 0.14799 | 1 | 23.5248 | 1 | 22.9399 | 12.1713
428 | 0 | 0 | 0 | 0 | 0 | 0 | 0 | 0 | 1 | 23.5248 | 1 | 23.5248 | 0
429 | -44.8 | 0 | 44.8 | 0 | 0 | 0 | 0.064663 | 0.19595 | 1 | 23.5248 | 1 | 24.2878 | 16.779
430 | 64.192 | 0 | -64.192 | 0 | 0 | 0 | 0.13477 | 0.28077 | 1 | 15.1817 | 1 | 14.0843 | 22.9257
431 | 58.307 | 0 | -58.307 | 0 | 0 | 0 | 0.12241 | 0.25503 | 1 | 15.1817 | 1 | 14.0843 | 22.2546
432 | 58.307 | 0 | -58.307 | 0 | 0 | 0 | 0.12241 | 0.25503 | 1 | 15.1817 | 1 | 14.0843 | 22.2546
433 | 55.0217 | 0 | -55.0217 | 0 | 0 | 0 | 0.11552 | 0.24066 | 1 | 15.1817 | 1 | 14.0843 | 22.9257
434 | 101.1281 | 0 | -101.1281 | 0 | 0 | 0 | 0.14597 | 0.21231 | 1 | 15.4367 | 1 | 15.1817 | 8.9021
435 | 100.8606 | 0 | -100.8606 | 0 | 0 | 0 | 0.14558 | 0.21175 | 1 | 15.4367 | 1 | 15.1817 | 8.9021
436 | 83.7473 | 0 | -83.7473 | 0 | 0 | 0 | 0.12088 | 0.3663 | 1 | 20.9832 | 1 | 19.3902 | 33.1017
437 | 83.4163 | 0 | -83.4163 | 0 | 0 | 0 | 0.1204 | 0.36485 | 1 | 20.9832 | 1 | 19.3902 | 33.1017
438 | 17.3972 | 0 | -17.3972 | 0 | 0 | 0 | 0.025111 | 0.076093 | 1 | 19.6916 | 1 | 19.3902 | 6.6401
439 | 34.2215 | 0 | -34.2215 | 0 | 0 | 0 | 0.071847 | 0.14968 | 1 | 0.83564 | 1 | 0.2702 | 12.2658
440 | 34.2215 | 0 | -34.2215 | 0 | 0 | 0 | 0.071847 | 0.14968 | 1 | 0.83564 | 1 | 0.2702 | 12.2658
441 | 23.8374 | 0 | -23.8374 | 0 | 0 | 0 | 0.050045 | 0.10426 | 1 | 0.83564 | 1 | 0.2702 | 11.8007
442 | 95.2958 | 0 | -95.2958 | 0 | 0 | 0 | 0.20007 | 0.20007 | 1 | 0.83564 | 1 | 0.47643 | 12.5389
443 | 0 | 0 | 0 | 0 | 0 | 0 | 0 | 0 | 1 | 15.2703 | 1 | 15.2703 | 0
444 | 344.5134 | 0 | -344.5134 | 0 | 0 | 0 | 0.72329 | 6.0274 | 1 | 15.2703 | 1 | -15.9958 | 299.5768
445 | 12.304 | 0 | -12.304 | 0 | 0 | 0 | 0.025832 | 0.053816 | 1 | 1.7433 | 1 | 1.5109 | 4.7142
446 | 12.304 | 0 | -12.304 | 0 | 0 | 0 | 0.025832 | 0.053816 | 1 | 1.7433 | 1 | 1.5109 | 4.7142
447 | 224.6162 | 0 | -224.6162 | 0 | 0 | 0 | 0.32421 | 0.47157 | 1 | 2.3204 | 1 | 1.7433 | 20.1449
448 | -6.343 | 0 | 6.343 | 0 | 0 | 0 | 0.0091553 | 0.027743 | 1 | 12.3451 | 1 | 12.4521 | 2.358
449 | -6.343 | 0 | 6.343 | 0 | 0 | 0 | 0.0091553 | 0.027743 | 1 | 12.3451 | 1 | 12.4521 | 2.358
450 | 22.9394 | 0 | -22.9394 | 0 | 0 | 0 | 0.03311 | 0.10033 | 1 | 12.8312 | 1 | 12.4521 | 8.2516
451 | 58.402 | 0 | -58.402 | 0 | 0 | 0 | 0.084296 | 0.25544 | 1 | 3.5794 | 1 | 2.5784 | 21.3146
452 | 53.3597 | 0 | -53.3597 | 0 | 0 | 0 | 0.077018 | 0.23339 | 1 | 3.5794 | 1 | 2.5784 | 22.2332
453 | 0 | 0 | 0 | 0 | 0 | 0 | 0 | 0 | 1 | 15.2762 | 1 | 15.2762 | 0
454 | 262.4864 | 0 | -262.4864 | 0 | 0 | 0 | 0.37887 | 1.1481 | 1 | 15.2762 | 1 | 10.3406 | 99.4267
455 | 186.6366 | 0 | -186.6366 | 0 | 0 | 0 | 0.26939 | 0.81632 | 1 | 8.315 | 1 | 5.0602 | 67.6219
456 | 185.9903 | 0 | -185.9903 | 0 | 0 | 0 | 0.26845 | 0.8135 | 1 | 8.315 | 1 | 5.0602 | 67.6328
457 | 10.4125 | 0 | -10.4125 | 0 | 0 | 0 | 0.021861 | 0.045543 | 1 | 1.7555 | 1 | 1.5739 | 3.9145
458 | 9.7759 | 0 | -9.7759 | 0 | 0 | 0 | 0.020524 | 0.042758 | 1 | 1.7555 | 1 | 1.5739 | 3.6751
459 | 10.4125 | 0 | -10.4125 | 0 | 0 | 0 | 0.021861 | 0.045543 | 1 | 1.7555 | 1 | 1.5739 | 3.9145
460 | 10.4125 | 0 | -10.4125 | 0 | 0 | 0 | 0.021861 | 0.045543 | 1 | 1.7555 | 1 | 1.5739 | 3.9145
461 | 147.0813 | 0 | -147.0813 | 0 | 0 | 0 | 0.21229 | 0.30879 | 1 | 2.1257 | 1 | 1.7555 | 12.9245
462 | 152.1146 | 0 | -152.1146 | 0 | 0 | 0 | 0.21956 | 0.31936 | 1 | 2.1654 | 1 | 1.7555 | 14.3099
463 | 1.5158 | 0 | -1.5158 | 0 | 0 | 0 | 0.0021879 | 0.0066299 | 1 | 4.6171 | 1 | 4.5887 | 0.5898
464 | 1.5602 | 0 | -1.5602 | 0 | 0 | 0 | 0.002252 | 0.0068242 | 1 | 4.6171 | 1 | 4.5887 | 0.61185
465 | -8.8935 | 0 | 8.8935 | 0 | 0 | 0 | 0.018671 | 0.038899 | 1 | 0.13702 | 1 | 0.30505 | 3.4075
466 | 2.9101 | 0 | -2.9101 | 0 | 0 | 0 | 0.0061097 | 0.012729 | 1 | 0.36004 | 1 | 0.30505 | 1.115
467 | 0 | 0 | 0 | 0 | 0 | 0 | 0 | 0 | 1 | 0.40253 | 1 | 0.40253 | 0
468 | 0 | 0 | 0 | 0 | 0 | 0 | 0 | 0 | 1 | 0.40253 | 1 | 0.40253 | 0
469 | 0 | 0 | 0 | 0 | 0 | 0 | 0 | 0 | 1 | 0.40253 | 1 | 0.40253 | 0
470 | 5.9833 | 0 | -5.9833 | 0 | 0 | 0 | 0.0086362 | 0.02617 | 1 | 0.40253 | 1 | 0.30505 | 2.1523
471 | 104.6344 | 0 | -104.6344 | 0 | 0 | 0 | 0.15103 | 0.21968 | 1 | 0.40253 | 1 | 0.13702 | 9.2679
472 | 78.3136 | 0 | -78.3136 | 0 | 0 | 0 | 0.11304 | 0.16442 | 1 | 0.40253 | 1 | 0.13702 | 9.2679
473 | 16.8939 | 0 | -16.8939 | 0 | 0 | 0 | 0.024384 | 0.035468 | 1 | 0.40253 | 1 | 0.36004 | 1.4832
474 | 12.993 | 0 | -12.993 | 0 | 0 | 0 | 0.018754 | 0.027278 | 1 | 0.40253 | 1 | 0.36004 | 1.4832
475 | -366.139 | 0 | 366.139 | 0 | 0 | 0 | 0.52848 | 0.52848 | 1 | 0.40253 | 1 | 0.78395 | 13.3141
476 | -625.3056 | 0 | 625.3056 | 0 | 0 | 0 | 0.90255 | 0.90255 | 1 | 0.40253 | 1 | 1.0539 | 22.7384
477 | 0 | 0 | 0 | 0 | 0 | 0 | 0 | 0 | 1 | 4.5999 | 1 | 4.5999 | 0
478 | 0 | 0 | 0 | 0 | 0 | 0 | 0 | 0 | 1 | 4.5999 | 1 | 4.5999 | 0
479 | 315.2913 | 0 | -315.2913 | 0 | 0 | 0 | 0.66194 | 5.5162 | 1 | 4.5999 | 1 | -25.7022 | 262.7427
480 | 315.2913 | 0 | -315.2913 | 0 | 0 | 0 | 0.66194 | 5.5162 | 1 | 4.5999 | 1 | -25.7022 | 262.7427
481 | 1.146 | 0 | -1.146 | 0 | 0 | 0 | 0.002406 | 0.02005 | 1 | 11.5222 | 1 | 11.3781 | 1.0418
482 | 0.90465 | 0 | -0.90465 | 0 | 0 | 0 | 0.0018993 | 0.015827 | 1 | 11.5222 | 1 | 11.3781 | 0.82241
483 | 17.6013 | 0 | -17.6013 | 0 | 0 | 0 | 0.036953 | 0.076986 | 1 | 5.8222 | 1 | 5.5307 | 6.3087
484 | 13.1588 | 0 | -13.1588 | 0 | 0 | 0 | 0.027626 | 0.057555 | 1 | 5.8222 | 1 | 5.5307 | 6.2364
485 | 0 | 0 | 0 | 0 | 0 | 0 | 0 | 0 | 1 | -0.11801 | 1 | -0.11801 | 0
486 | 0 | 0 | 0 | 0 | 0 | 0 | 0 | 0 | 1 | -0.11801 | 1 | -0.11801 | 0
487 | 232.2389 | 0 | -232.2389 | 0 | 0 | 0 | 0.48758 | 1.0158 | 1 | -0.11801 | 1 | -5.4931 | 110.0658
488 | 232.2389 | 0 | -232.2389 | 0 | 0 | 0 | 0.48758 | 1.0158 | 1 | -0.11801 | 1 | -5.4931 | 110.0658
489 | 15.465 | 0 | -15.465 | 0 | 0 | 0 | 0.022322 | 0.067642 | 1 | 7.8349 | 1 | 7.5735 | 5.6648
490 | 15.2951 | 0 | -15.2951 | 0 | 0 | 0 | 0.022077 | 0.066899 | 1 | 7.8349 | 1 | 7.5735 | 5.6648
491 | 61.9539 | 0 | -61.9539 | 0 | 0 | 0 | 0.089423 | 0.27098 | 1 | 5.9305 | 1 | 4.7709 | 25.8141
492 | 59.0359 | 0 | -59.0359 | 0 | 0 | 0 | 0.085211 | 0.25822 | 1 | 5.9305 | 1 | 4.7709 | 24.5983
493 | 0 | 0 | 0 | 0 | 0 | 0 | 0 | 0 | 1 | 5.9305 | 1 | 5.9305 | 0
494 | 0 | 0 | 0 | 0 | 0 | 0 | 0 | 0 | 1 | 5.9305 | 1 | 5.9305 | 0
495 | 181.8605 | 0 | -181.8605 | 0 | 0 | 0 | 0.26249 | 0.38181 | 1 | 5.9305 | 1 | 5.4674 | 16.1654
496 | 0 | 0 | 0 | 0 | 0 | 0 | 0 | 0 | 1 | 17.5231 | 1 | 17.5231 | 0
497 | 0 | 0 | 0 | 0 | 0 | 0 | 0 | 0 | 1 | 17.5231 | 1 | 17.5231 | 0
498 | 0 | 0 | 0 | 0 | 0 | 0 | 0 | 0 | 1 | 17.5231 | 1 | 17.5231 | 0
499 | 0 | 0 | 0 | 0 | 0 | 0 | 0 | 0 | 1 | 17.5231 | 1 | 17.5231 | 0
500 | 19.4814 | 0 | -19.4814 | 0 | 0 | 0 | 0.0409 | 0.34084 | 1 | 10.9101 | 1 | 8.0759 | 17.5508
501 | -1.4211e-14 | 0 | 1.4211e-14 | 0 | 0 | 0 | 2.9835e-17 | 2.4863e-16 | 1 | 10.7951 | 1 | 10.7951 | 1.0766e-14
502 | -1.4211e-14 | 0 | 1.4211e-14 | 0 | 0 | 0 | 2.9835e-17 | 2.4863e-16 | 1 | 10.7951 | 1 | 10.7951 | 1.2688e-14
503 | -21.3895 | 0 | 21.3895 | 0 | 0 | 0 | 0.030873 | 0.093555 | 1 | 30.1908 | 1 | 30.5929 | 8.9123
504 | -21.3105 | 0 | 21.3105 | 0 | 0 | 0 | 0.030759 | 0.093209 | 1 | 30.1908 | 1 | 30.5929 | 8.8794
505 | 1.5042 | 0 | -1.5042 | 0 | 0 | 0 | 0.003158 | 0.0065791 | 1 | 4.9193 | 1 | 4.8932 | 0.54108
506 | 1.2986 | 0 | -1.2986 | 0 | 0 | 0 | 0.0027263 | 0.0056798 | 1 | 4.9193 | 1 | 4.8932 | 0.54108
507 | 1.2986 | 0 | -1.2986 | 0 | 0 | 0 | 0.0027263 | 0.0056798 | 1 | 4.9193 | 1 | 4.8932 | 0.54108
508 | 2.8422e-14 | 0 | -2.8422e-14 | 0 | 0 | 0 | 5.967e-17 | 1.2431e-16 | 1 | 4.9193 | 1 | 4.9193 | 1.1842e-14
509 | 345.055 | 0 | -345.055 | 0 | 0 | 0 | 0.49804 | 0.72443 | 1 | 5.8179 | 1 | 4.9193 | 31.3686
510 | -6.152 | 0 | 6.152 | 0 | 0 | 0 | 0.0088797 | 0.026908 | 1 | 1.8027 | 1 | 1.841 | 1.3374
511 | 23.5828 | 0 | -23.5828 | 0 | 0 | 0 | 0.034039 | 0.10315 | 1 | 3.2386 | 1 | 2.8286 | 8.8325
512 | 23.5828 | 0 | -23.5828 | 0 | 0 | 0 | 0.034039 | 0.10315 | 1 | 3.2386 | 1 | 2.8286 | 8.8325
513 | 0 | 0 | 0 | 0 | 0 | 0 | 0 | 0 | 1 | 15.1972 | 1 | 15.1972 | 0
514 | 33.8361 | 0 | -33.8361 | 0 | 0 | 0 | 0.048838 | 0.14799 | 1 | 15.1964 | 1 | 14.5819 | 13.0139
515 | 0 | 0 | 0 | 0 | 0 | 0 | 0 | 0 | 1 | 15.2268 | 1 | 15.2268 | 0
516 | 0 | 0 | 0 | 0 | 0 | 0
517 | 0 | 0 | 0 | 0 | 0 | 0
518 | 1.538 | 0 | -1.538 | 0 | 0 | 0 | 0.003229 | 0.006727 | 1 | 15.2837 | 1 | 15.2527 | 0.64084
519 | 1.538 | 0 | -1.538 | 0 | 0 | 0 | 0.003229 | 0.006727 | 1 | 15.2837 | 1 | 15.2527 | 0.64084
520 | 71.261 | 0 | -71.261 | 0 | 0 | 0 | 0.10286 | 0.31169 | 1 | 10.3205 | 1 | 9.0656 | 27.8363
521 | 71.261 | 0 | -71.261 | 0 | 0 | 0 | 0.10286 | 0.31169 | 1 | 10.3205 | 1 | 9.0656 | 27.8363
522 | 49.3958 | 0 | -49.3958 | 0 | 0 | 0 | 0.071297 | 0.21605 | 1 | 31.5847 | 1 | 30.7556 | 17.9621
523 | 49.0366 | 0 | -49.0366 | 0 | 0 | 0 | 0.070778 | 0.21448 | 1 | 31.5847 | 1 | 30.7556 | 17.9621
524 | 0 | 0 | 0 | 0 | 0 | 0 | 0 | 0 | 1 | 31.5847 | 1 | 31.5847 | 0
525 | 0 | 0 | 0 | 0 | 0 | 0 | 0 | 0 | 1 | 31.5847 | 1 | 31.5847 | 0
526 | 1.0298 | 0 | -1.0298 | 0 | 0 | 0 | 0.0021621 | 0.018017 | 1 | 4.7357 | 1 | 4.629 | 0.89549
527 | 1.0209 | 0 | -1.0209 | 0 | 0 | 0 | 0.0021433 | 0.01786 | 1 | 4.7357 | 1 | 4.629 | 0.89549
528 | 0 | 0 | 0 | 0 | 0 | 0 | 0 | 0 | 1 | 2.6529 | 1 | 2.6529 | 0
529 | -24.0883 | 0 | 24.0883 | 0 | 0 | 0 | 0.034768 | 0.10536 | 1 | 27.603 | 1 | 28.0125 | 9.0218
530 | -24.1732 | 0 | 24.1732 | 0 | 0 | 0 | 0.034891 | 0.10573 | 1 | 27.603 | 1 | 28.0124 | 9.0198
531 | -24.5596 | 0 | 24.5596 | 0 | 0 | 0 | 0.035449 | 0.10742 | 1 | 27.603 | 1 | 28.019 | 9.164
532 | -24.6463 | 0 | 24.6463 | 0 | 0 | 0 | 0.035574 | 0.1078 | 1 | 27.603 | 1 | 28.0189 | 9.1622
533 | 0 | 0 | 0 | 0 | 0 | 0 | 0 | 0 | 1 | 11.6759 | 1 | 11.6759 | 0
534 | 0 | 0 | 0 | 0 | 0 | 0 | 0 | 0 | 1 | 11.6759 | 1 | 11.6759 | 0
535 | 0 | 0 | 0 | 0 | 0 | 0 | 0 | 0 | 1 | 11.6759 | 1 | 11.6759 | 0
536 | 0 | 0 | 0 | 0 | 0 | 0 | 0 | 0 | 1 | 11.6759 | 1 | 11.6759 | 0
537 | 0 | 0 | 0 | 0 | 0 | 0 | 0 | 0 | 1 | 11.6759 | 1 | 11.6759 | 0
538 | 0 | 0 | 0 | 0 | 0 | 0 | 0 | 0 | 1 | 11.6759 | 1 | 11.6759 | 0
539 | 203.5596 | 0 | -203.5596 | 0 | 0 | 0 | 0.29381 | 0.89034 | 1 | 11.6759 | 1 | 8.0532 | 75.3925
540 | 180.9419 | 0 | -180.9419 | 0 | 0 | 0 | 0.26117 | 0.79142 | 1 | 11.6759 | 1 | 8.0532 | 75.3925
541 | 0 | 0 | 0 | 0 | 0 | 0 | 0 | 0 | 1 | 11.6759 | 1 | 11.6759 | 0
542 | 0 | 0 | 0 | 0 | 0 | 0 | 0 | 0 | 1 | 11.6759 | 1 | 11.6759 | 0
543 | 0 | 0 | 0 | 0 | 0 | 0 | 0 | 0 | 1 | 11.6759 | 1 | 11.6759 | 0
544 | 0 | 0 | 0 | 0 | 0 | 0 | 0 | 0 | 1 | 11.6759 | 1 | 11.6759 | 0
545 | 143.1122 | 0 | -143.1122 | 0 | 0 | 0 | 0.30046 | 0.62595 | 1 | 5.5835 | 1 | 3.0278 | 51.4792
546 | 138.9938 | 0 | -138.9938 | 0 | 0 | 0 | 0.29181 | 0.60794 | 1 | 5.5835 | 1 | 3.0278 | 51.4792
547 | 135.7881 | 0 | -135.7881 | 0 | 0 | 0 | 0.28508 | 0.59392 | 1 | 5.5835 | 1 | 3.0278 | 51.4349
548 | 135.7881 | 0 | -135.7881 | 0 | 0 | 0 | 0.28508 | 0.59392 | 1 | 5.5835 | 1 | 3.0278 | 51.4349
549 | 64.505 | 0 | -64.505 | 0 | 0 | 0 | 0.13543 | 0.28214 | 1 | 3.1933 | 1 | 2.1061 | 23.1201
550 | 58.5354 | 0 | -58.5354 | 0 | 0 | 0 | 0.12289 | 0.25603 | 1 | 3.1933 | 1 | 2.1061 | 22.0058
551 | 0 | 0 | 0 | 0 | 0 | 0 | 0 | 0 | 1 | 3.1933 | 1 | 3.1933 | 0
552 | 0 | 0 | 0 | 0 | 0 | 0 | 0 | 0 | 1 | 3.1933 | 1 | 3.1933 | 0
553 | 9.6304 | 0 | -9.6304 | 0 | 0 | 0 | 0.0139 | 0.042122 | 1 | 16.2965 | 1 | 16.1404 | 3.4642
554 | 9.6049 | 0 | -9.6049 | 0 | 0 | 0 | 0.013863 | 0.04201 | 1 | 16.2965 | 1 | 16.1404 | 3.455
555 | 10.4996 | 0 | -10.4996 | 0 | 0 | 0 | 0.015155 | 0.045924 | 1 | 16.311 | 1 | 16.1404 | 3.7768
556 | 1.538 | 0 | -1.538 | 0 | 0 | 0 | 0.003229 | 0.026908 | 1 | 15.775 | 1 | 15.6113 | 1.3982
557 | 1.538 | 0 | -1.538 | 0 | 0 | 0 | 0.003229 | 0.026908 | 1 | 15.775 | 1 | 15.6113 | 1.3982
558 | 5.1093 | 0 | -5.1093 | 0 | 0 | 0 | 0.0073746 | 0.022347 | 1 | -0.45946 | 1 | -0.55942 | 2.1289
559 | -5.1093 | 0 | 5.1093 | 0 | 0 | 0 | 0.0073746 | 0.022347 | 1 | -0.65515 | 1 | -0.55942 | 2.1289
560 | 19.195 | 0 | -19.195 | 0 | 0 | 0 | 0.040299 | 0.083956 | 1 | 5.023 | 1 | 4.7051 | 6.8553
561 | 19.2412 | 0 | -19.2412 | 0 | 0 | 0 | 0.040396 | 0.084158 | 1 | 5.023 | 1 | 4.7051 | 6.8965
562 | 13.1766 | 0 | -13.1766 | 0 | 0 | 0 | 0.027664 | 0.057633 | 1 | 5.023 | 1 | 4.7051 | 6.6548
563 | 12.9836 | 0 | -12.9836 | 0 | 0 | 0 | 0.027258 | 0.056788 | 1 | 5.023 | 1 | 4.7051 | 6.8696
564 | 353.5466 | 0 | -353.5466 | 0 | 0 | 0 | 0.5103 | 0.74226 | 1 | 5.9298 | 1 | 5.023 | 31.6514
565 | 628.6892 | 0 | -628.6892 | 0 | 0 | 0 | 0.90743 | 0.90743 | 1 | 9.7113 | 1 | 9.0564 | 22.8614
566 | 0 | 0 | 0 | 0 | 0 | 0 | 0 | 0 | 1 | 9.7113 | 1 | 9.7113 | 0
567 | 0 | 0 | 0 | 0 | 0 | 0 | 0 | 0 | 1 | 9.7113 | 1 | 9.7113 | 0
568 | -1.1369e-13 | 0 | 1.1369e-13 | 0 | 0 | 0 | 2.3868e-16 | 4.9725e-16 | 1 | 17.798 | 1 | 17.798 | 6.3512e-14
569 | -5.6843e-14 | 0 | 5.6843e-14 | 0 | 0 | 0 | 1.1934e-16 | 2.4863e-16 | 1 | 17.798 | 1 | 17.798 | 4.1191e-14
570 | -5.6843e-14 | 0 | 5.6843e-14 | 0 | 0 | 0 | 1.1934e-16 | 2.4863e-16 | 1 | 17.798 | 1 | 17.798 | 4.1492e-14
571 | -2.2737e-13 | 0 | 2.2737e-13 | 0 | 0 | 0 | 4.7736e-16 | 9.945e-16 | 1 | 17.798 | 1 | 17.798 | 8.2983e-14
572 | -5.6843e-14 | 0 | 5.6843e-14 | 0 | 0 | 0 | 1.1934e-16 | 2.4863e-16 | 1 | 17.798 | 1 | 17.798 | 4.1492e-14
573 | -5.6843e-14 | 0 | 5.6843e-14 | 0 | 0 | 0 | 1.1934e-16 | 2.4863e-16 | 1 | 17.798 | 1 | 17.798 | 4.1492e-14
574 | 58.5508 | 0 | -58.5508 | 0 | 0 | 0 | 0.084511 | 0.12292 | 1 | 17.9411 | 1 | 17.798 | 4.9958
575 | 58.2007 | 0 | -58.2007 | 0 | 0 | 0 | 0.084005 | 0.12219 | 1 | 17.9411 | 1 | 17.798 | 4.9958
576 | -5.6843e-14 | 0 | 5.6843e-14 | 0 | 0 | 0 | 8.2046e-17 | 2.4863e-16 | 1 | 7.7342 | 1 | 7.7342 | 2.3685e-14
577 | -5.6843e-14 | 0 | 5.6843e-14 | 0 | 0 | 0 | 8.2046e-17 | 2.4863e-16 | 1 | 7.7342 | 1 | 7.7342 | 2.3685e-14
578 | 278.541 | 0 | -278.541 | 0 | 0 | 0 | 0.40204 | 0.40204 | 1 | 5.9518 | 1 | 5.5526 | 13.934
579 | -20.7174 | 0 | 20.7174 | 0 | 0 | 0 | 0.029903 | 0.090615 | 1 | 11.4431 | 1 | 11.7791 | 7.4523
580 | -17.9258 | 0 | 17.9258 | 0 | 0 | 0 | 0.025874 | 0.078405 | 1 | 11.4431 | 1 | 11.7791 | 7.1134
581 | 82.027 | 0 | -82.027 | 0 | 0 | 0 | 0.1184 | 1.4351 | 1 | 11.4431 | 1 | 6.7379 | 54.6847
582 | 19.4749 | 0 | -19.4749 | 0 | 0 | 0 | 0.02811 | 0.085181 | 1 | 12.1412 | 1 | 11.7791 | 7.6673
583 | 19.1682 | 0 | -19.1682 | 0 | 0 | 0 | 0.027667 | 0.083839 | 1 | 12.1412 | 1 | 11.7791 | 7.6673
584 | 2.5446 | 0 | -2.5446 | 0 | 0 | 0 | 0.0053422 | 0.01113 | 1 | 8.1439 | 1 | 8.0883 | 1.206
585 | 2.4836 | 0 | -2.4836 | 0 | 0 | 0 | 0.0052142 | 0.010863 | 1 | 8.1439 | 1 | 8.0883 | 1.1771
586 | -5.0282 | 0 | 5.0282 | 0 | 0 | 0 | 0.0072575 | 0.021993 | 1 | 7.9998 | 1 | 8.0883 | 1.9641
587 | -78.4784 | 0 | 78.4784 | 0 | 0 | 0 | 0.11327 | 0.34325 | 1 | 7.9998 | 1 | 9.474 | 32.6993
588 | 255.1258 | 0 | -255.1258 | 0 | 0 | 0 | 0.36824 | 0.53563 | 1 | 7.9998 | 1 | 7.3958 | 21.0848
589 | 5.0282 | 0 | -5.0282 | 0 | 0 | 0 | 0.0072575 | 0.010556 | 1 | 8.1608 | 1 | 8.1439 | 0.59085
590 | -77.3729 | 0 | 77.3729 | 0 | 0 | 0 | 0.11168 | 0.33842 | 1 | 8.0055 | 1 | 9.474 | 32.2387
591 | 38.6902 | 0 | -38.6902 | 0 | 0 | 0 | 0.055844 | 0.16923 | 1 | 15.0159 | 1 | 14.2605 | 16.1209
592 | 27.9568 | 0 | -27.9568 | 0 | 0 | 0 | 0.040352 | 0.12228 | 1 | 14.7223 | 1 | 14.2605 | 10.0203
593 | 307.1434 | 0 | -307.1434 | 0 | 0 | 0 | 0.64483 | 5.3736 | 1 | 4.8834 | 1 | -56.6349 | 404.136
594 | 307.0337 | 0 | -307.0337 | 0 | 0 | 0 | 0.6446 | 5.3717 | 1 | 4.8614 | 1 | -56.6349 | 403.9918
595 | -6.2339 | 0 | 6.2339 | 0 | 0 | 0 | 0.013088 | 0.054532 | 1 | 8.2869 | 1 | 8.7611 | 5.1098
596 | 67.8005 | 0 | -67.8005 | 0 | 0 | 0 | 0.097862 | 0.14234 | 1 | 8.5079 | 1 | 8.2869 | 7.7134
597 | 67.8005 | 0 | -67.8005 | 0 | 0 | 0 | 0.097862 | 0.14234 | 1 | 8.5079 | 1 | 8.2869 | 7.7134
598 | 181.2475 | 0 | -181.2475 | 0 | 0 | 0 | 0.26161 | 0.38052 | 1 | 9.0226 | 1 | 8.5505 | 16.477
599 | 6.2339 | 0 | -6.2339 | 0 | 0 | 0 | 0.0089979 | 0.054532 | 1 | 9.0226 | 1 | 8.7611 | 3.4633
600 | 16.7258 | 0 | -16.7258 | 0 | 0 | 0 | 0.035115 | 0.14631 | 1 | 7.447 | 1 | 6.9737 | 8.0028
601 | 16.7258 | 0 | -16.7258 | 0 | 0 | 0 | 0.035115 | 0.14631 | 1 | 7.447 | 1 | 6.9737 | 8.0028
602 | 13.7139 | 0 | -13.7139 | 0 | 0 | 0 | 0.028792 | 0.11997 | 1 | 7.447 | 1 | 6.9737 | 7.6188
603 | 0 | 0 | 0 | 0 | 0 | 0 | 0 | 0 | 1 | 15.508 | 1 | 15.508 | 0
604 | 0 | 0 | 0 | 0 | 0 | 0 | 0 | 0 | 1 | 15.508 | 1 | 15.508 | 0
605 | 56.3936 | 0 | -56.3936 | 0 | 0 | 0 | 0.081397 | 0.24666 | 1 | 16.2401 | 1 | 15.1697 | 23.4973
606 | 0 | 0 | 0 | 0 | 0 | 0 | 0 | 0 | 1 | 16.2401 | 1 | 16.2401 | 0
607 | 295.4291 | 0 | -295.4291 | 0 | 0 | 0 | 0.42642 | 0.62024 | 1 | 16.242 | 1 | 15.508 | 25.6226
608 | 282.0124 | 0 | -282.0124 | 0 | 0 | 0 | 0.40705 | 0.59207 | 1 | 16.2411 | 1 | 15.508 | 25.591
609 | 0.028865 | 0 | -0.028865 | 0 | 0 | 0 | 6.0601e-05 | 0.00050501 | 1 | 7.3172 | 1 | 7.3142 | 0.026005
610 | 28.8892 | 0 | -28.8892 | 0 | 0 | 0 | 0.060652 | 0.50543 | 1 | 7.3172 | 1 | 4.3642 | 21.3994
611 | -0.028865 | 0 | 0.028865 | 0 | 0 | 0 | 6.0601e-05 | 0.00050501 | 1 | 7.3112 | 1 | 7.3142 | 0.026005
612 | 36.7324 | 0 | -36.7324 | 0 | 0 | 0 | 0.077118 | 0.64265 | 1 | 7.3112 | 1 | 4.3642 | 21.356
613 | -2.3827 | 0 | 2.3827 | 0 | 0 | 0 | 0.0050024 | 0.020843 | 1 | 15.1468 | 1 | 15.3088 | 1.7142
614 | -1.7186 | 0 | 1.7186 | 0 | 0 | 0 | 0.0036082 | 0.015034 | 1 | 15.1468 | 1 | 15.3088 | 1.7016
615 | 22.4613 | 0 | -22.4613 | 0 | 0 | 0 | 0.047156 | 0.098243 | 1 | 10.6293 | 1 | 10.2095 | 8.4759
616 | 13.4256 | 0 | -13.4256 | 0 | 0 | 0 | 0.028186 | 0.058722 | 1 | 10.4605 | 1 | 10.2095 | 5.0662
617 | 3.9223 | 0 | -3.9223 | 0 | 0 | 0 | 0.0082346 | 0.017155 | 1 | 10.6296 | 1 | 10.559 | 1.4801
618 | -3.9223 | 0 | 3.9223 | 0 | 0 | 0 | 0.0082346 | 0.017155 | 1 | 10.4641 | 1 | 10.559 | 1.9809
619 | 21.6971 | 0 | -21.6971 | 0 | 0 | 0 | 0.045552 | 0.0949 | 1 | 3.6277 | 1 | 2.9285 | 14.4647
620 | 29.9172 | 0 | -29.9172 | 0 | 0 | 0 | 0.043182 | 0.06281 | 1 | 3.7164 | 1 | 3.6277 | 3.097
621 | 27.5017 | 0 | -27.5017 | 0 | 0 | 0 | 0.039695 | 0.057739 | 1 | 3.7164 | 1 | 3.6277 | 3.097
622 | 0 | 0 | 0 | 0 | 0 | 0 | 0 | 0 | 1 | 7.3772 | 1 | 7.3772 | 0
623 | 0 | 0 | 0 | 0 | 0 | 0 | 0 | 0 | 1 | 7.3772 | 1 | 7.3772 | 0
624 | 0 | 0 | 0 | 0 | 0 | 0 | 0 | 0 | 1 | 16.0363 | 1 | 16.0363 | 0
625 | 0 | 0 | 0 | 0 | 0 | 0 | 0 | 0 | 1 | 16.0363 | 1 | 16.0363 | 0
626 | 277.8708 | 0 | -277.8708 | 0 | 0 | 0 | 0.58338 | 14.5844 | 1 | 16.0363 | 1 | -110.5283 | 631.5247
627 | 277.862 | 0 | -277.862 | 0 | 0 | 0 | 0.58336 | 14.584 | 1 | 16.0323 | 1 | -110.5283 | 631.5046
628 | 0 | 0 | 0 | 0 | 0 | 0 | 0 | 0 | 1 | 7.3493 | 1 | 7.3493 | 0
629 | 0 | 0 | 0 | 0 | 0 | 0 | 0 | 0 | 1 | 7.3493 | 1 | 7.3493 | 0
630 | 0 | 0 | 0 | 0 | 0 | 0 | 0 | 0 | 1 | 7.1841 | 1 | 7.1841 | 0
631 | 0 | 0 | 0 | 0 | 0 | 0 | 0 | 0 | 1 | 7.1841 | 1 | 7.1841 | 0
632 | 0 | 0 | 0 | 0 | 0 | 0 | 0 | 0 | 1 | 7.6159 | 1 | 7.6159 | 0
633 | 0 | 0 | 0 | 0 | 0 | 0 | 0 | 0 | 1 | 7.6159 | 1 | 7.6159 | 0
634 | 0.0023283 | 0 | -0.0023283 | 0 | 0 | 0 | 4.8882e-06 | 1.0184e-05 | 1 | 7.6159 | 1 | 7.6158 | 0.00074626
635 | 0.0019627 | 0 | -0.0019627 | 0 | 0 | 0 | 4.1205e-06 | 8.5844e-06 | 1 | 7.6159 | 1 | 7.6158 | 0.00074626
636 | 311.6983 | 0 | -311.6983 | 0 | 0 | 0 | 0.6544 | 1.3633 | 1 | 7.6159 | 1 | 2.1524 | 118.5165
637 | 0 | 0 | 0 | 0 | 0 | 0 | 0 | 0 | 1 | 7.3888 | 1 | 7.3888 | 0
638 | 0 | 0 | 0 | 0 | 0 | 0 | 0 | 0 | 1 | 7.3888 | 1 | 7.3888 | 0
639 | 0 | 0 | 0 | 0 | 0 | 0 | 0 | 0 | 1 | 7.3888 | 1 | 7.3888 | 0
640 | 0 | 0 | 0 | 0 | 0 | 0 | 0 | 0 | 1 | 7.3888 | 1 | 7.3888 | 0
641 | 26.1511 | 0 | -26.1511 | 0 | 0 | 0 | 0.037746 | 0.11438 | 1 | 18.9933 | 1 | 18.5619 | 9.5442
642 | 26.3823 | 0 | -26.3823 | 0 | 0 | 0 | 0.03808 | 0.11539 | 1 | 18.9933 | 1 | 18.5619 | 9.49
643 | 25.0006 | 0 | -25.0006 | 0 | 0 | 0 | 0.036085 | 0.10935 | 1 | 18.9933 | 1 | 18.5619 | 9.0911
644 | 25.5772 | 0 | -25.5772 | 0 | 0 | 0 | 0.036918 | 0.11187 | 1 | 18.9933 | 1 | 18.5619 | 9.3008
645 | 26.0812 | 0 | -26.0812 | 0 | 0 | 0 | 0.037645 | 0.11408 | 1 | 18.9933 | 1 | 18.5619 | 9.5187
646 | 12.1665 | 0 | -12.1665 | 0 | 0 | 0 | 0.025543 | 0.053215 | 1 | 14.5991 | 1 | 14.3823 | 4.3764
647 | 12.1665 | 0 | -12.1665 | 0 | 0 | 0 | 0.025543 | 0.053215 | 1 | 14.5991 | 1 | 14.3823 | 4.3764
648 | 11.5538 | 0 | -11.5538 | 0 | 0 | 0 | 0.024257 | 0.050535 | 1 | 14.5991 | 1 | 14.3823 | 4.3764
649 | -1.7764e-15 | 0 | 1.7764e-15 | 0 | 0 | 0 | 3.7294e-18 | 7.7695e-18 | 1 | -0.29245 | 1 | -0.29245 | 8.5814e-16
650 | -1.7764e-15 | 0 | 1.7764e-15 | 0 | 0 | 0 | 3.7294e-18 | 7.7695e-18 | 1 | -0.19671 | 1 | -0.19671 | 8.5814e-16
651 | -29.0367 | 0 | 29.0367 | 0 | 0 | 0 | 0.060961 | 0.127 | 1 | 10.0778 | 1 | 10.5652 | 10.4074
652 | 36.5434 | 0 | -36.5434 | 0 | 0 | 0 | 0.076721 | 0.15984 | 1 | 10.0778 | 1 | 8.2428 | 28.7743
653 | 36.2556 | 0 | -36.2556 | 0 | 0 | 0 | 0.076117 | 0.15858 | 1 | 10.0778 | 1 | 8.2428 | 28.7743
654 | 16.6699 | 0 | -16.6699 | 0 | 0 | 0 | 0.034998 | 0.072912 | 1 | 10.868 | 1 | 10.5652 | 6.2669
655 | 12.3667 | 0 | -12.3667 | 0 | 0 | 0 | 0.025963 | 0.05409 | 1 | 10.868 | 1 | 10.5652 | 6.5432
656 | 30.4969 | 0 | -30.4969 | 0 | 0 | 0 | 0.064027 | 0.26678 | 1 | 15.619 | 1 | 14.5536 | 16.9427
657 | 15.0756 | 0 | -15.0756 | 0 | 0 | 0 | 0.031651 | 0.13188 | 1 | 15.619 | 1 | 14.5536 | 11.2504
658 | 14.1259 | 0 | -14.1259 | 0 | 0 | 0 | 0.029657 | 0.12357 | 1 | 15.619 | 1 | 14.5536 | 11.1228
659 | 14.1259 | 0 | -14.1259 | 0 | 0 | 0 | 0.029657 | 0.12357 | 1 | 15.619 | 1 | 14.5536 | 11.1228
660 | 617.2531 | 0 | -617.2531 | 0 | 0 | 0 | 0.89093 | 2.6998 | 1 | 10.755 | 1 | -0.89565 | 234.697
661 | -1.1369e-13 | 0 | 1.1369e-13 | 0 | 0 | 0 | 1.6409e-16 | 4.9725e-16 | 1 | 10.755 | 1 | 10.755 | 4.2901e-14
662 | 4.6088 | 0 | -4.6088 | 0 | 0 | 0 | 0.0066522 | 0.020158 | 1 | 12.2487 | 1 | 12.1692 | 1.7524
663 | 0 | 0 | 0 | 0 | 0 | 0 | 0 | 0 | 1 | 12.2487 | 1 | 12.2487 | 0
664 | 0 | 0 | 0 | 0 | 0 | 0 | 0 | 0 | 1 | 12.2487 | 1 | 12.2487 | 0
665 | 331.6972 | 0 | -331.6972 | 0 | 0 | 0 | 0.47876 | 0.47876 | 1 | 12.2487 | 1 | 11.7736 | 16.5849
666 | 283.9287 | 0 | -283.9287 | 0 | 0 | 0 | 0.40982 | 0.40982 | 1 | 12.2487 | 1 | 11.842 | 14.1964
667 | 21.5321 | 0 | -21.5321 | 0 | 0 | 0 | 0.045206 | 0.094178 | 1 | 4.4182 | 1 | 4.0602 | 7.7176
668 | 21.5321 | 0 | -21.5321 | 0 | 0 | 0 | 0.045206 | 0.094178 | 1 | 4.4182 | 1 | 4.0602 | 7.7176
669 | 21.5321 | 0 | -21.5321 | 0 | 0 | 0 | 0.045206 | 0.094178 | 1 | 4.4182 | 1 | 4.0602 | 7.7176
670 | -104.2671 | 0 | 104.2671 | 0 | 0 | 0 | 0.2189 | 0.2189 | 1 | 7.6972 | 1 | 8.0955 | 13.9023
671 | -2.0507 | 0 | 2.0507 | 0 | 0 | 0 | 0.0043053 | 0.035878 | 1 | 7.6972 | 1 | 7.922 | 2.0507
672 | -2.0507 | 0 | 2.0507 | 0 | 0 | 0 | 0.0043053 | 0.035878 | 1 | 7.6972 | 1 | 7.922 | 2.0507
673 | -0.89334 | 0 | 0.89334 | 0 | 0 | 0 | 0.0018755 | 0.015629 | 1 | 7.6972 | 1 | 7.7951 | 0.89334
674 | -88.3897 | 0 | 88.3897 | 0 | 0 | 0 | 0.18557 | 0.18557 | 1 | 7.8927 | 1 | 8.2304 | 11.7853
675 | 0.89334 | 0 | -0.89334 | 0 | 0 | 0 | 0.0018755 | 0.015629 | 1 | 7.8927 | 1 | 7.7951 | 0.89334
676 | 269.1157 | 0 | -269.1157 | 0 | 0 | 0 | 0.38844 | 0.565 | 1 | 8.7629 | 1 | 7.8927 | 30.3742
677 | 23.5828 | 0 | -23.5828 | 0 | 0 | 0 | 0.049511 | 0.41259 | 1 | 4.6913 | 1 | 1.6113 | 20.6866
678 | 23.5828 | 0 | -23.5828 | 0 | 0 | 0 | 0.049511 | 0.41259 | 1 | 4.6913 | 1 | 1.6113 | 20.6866
679 | 10.2966 | 0 | -10.2966 | 0 | 0 | 0 | 0.021617 | 0.045036 | 1 | 0.72879 | 1 | 0.5292 | 4.2902
680 | -10.2966 | 0 | 10.2966 | 0 | 0 | 0 | 0.021617 | 0.045036 | 1 | 0.36848 | 1 | 0.5292 | 3.4786
681 | 5.6843e-14 | 0 | -5.6843e-14 | 0 | 0 | 0 | 8.2046e-17 | 2.4863e-16 | 1 | 4.9088 | 1 | 4.9088 | 2.0975e-14
682 | 5.6843e-14 | 0 | -5.6843e-14 | 0 | 0 | 0 | 8.2046e-17 | 2.4863e-16 | 1 | 4.9088 | 1 | 4.9088 | 2.1131e-14
683 | 5.6843e-14 | 0 | -5.6843e-14 | 0 | 0 | 0 | 8.2046e-17 | 2.4863e-16 | 1 | 4.9088 | 1 | 4.9088 | 2.0447e-14
684 | 0 | 0 | 0 | 0 | 0 | 0 | 0 | 0 | 1 | 4.9088 | 1 | 4.9088 | 0
685 | 1.4211e-14 | 0 | -1.4211e-14 | 0 | 0 | 0 | 2.9835e-17 | 6.2156e-17 | 1 | 4.9088 | 1 | 4.9088 | 1.0151e-14
686 | 1.4211e-14 | 0 | -1.4211e-14 | 0 | 0 | 0 | 2.9835e-17 | 6.2156e-17 | 1 | 4.9088 | 1 | 4.9088 | 1.0151e-14
687 | -1.1369e-13 | 0 | 1.1369e-13 | 0 | 0 | 0 | 2.3868e-16 | 9.945e-16 | 1 | 15.023 | 1 | 15.023 | 5.4921e-14
688 | -1.1369e-13 | 0 | 1.1369e-13 | 0 | 0 | 0 | 2.3868e-16 | 9.945e-16 | 1 | 15.023 | 1 | 15.023 | 5.4921e-14
689 | 1.1369e-13 | 0 | -1.1369e-13 | 0 | 0 | 0 | 2.3868e-16 | 9.945e-16 | 1 | 15.023 | 1 | 15.023 | 5.7418e-14
690 | 1.1369e-13 | 0 | -1.1369e-13 | 0 | 0 | 0 | 2.3868e-16 | 9.945e-16 | 1 | 15.023 | 1 | 15.023 | 5.5188e-14
691 | 0 | 0 | 0 | 0 | 0 | 0 | 0 | 0 | 1 | 11.6448 | 1 | 11.6448 | 0
692 | 0 | 0 | 0 | 0 | 0 | 0 | 0 | 0 | 1 | 11.6448 | 1 | 11.6448 | 0
693 | 0 | 0 | 0 | 0 | 0 | 0 | 0 | 0 | 1 | 11.6448 | 1 | 11.6448 | 0
694 | 0 | 0 | 0 | 0 | 0 | 0 | 0 | 0 | 1 | 11.6448 | 1 | 11.6448 | 0
695 | 0 | 0 | 0 | 0 | 0 | 0 | 0 | 0 | 1 | 11.6448 | 1 | 11.6448 | 0
696 | 240.5212 | 0 | -240.5212 | 0 | 0 | 0 | 0.34716 | 0.50496 | 1 | 11.6448 | 1 | 10.9195 | 25.318
697 | 0 | 0 | 0 | 0 | 0 | 0 | 0 | 0 | 1 | 11.107 | 1 | 11.107 | 0
698 | 0 | 0 | 0 | 0 | 0 | 0 | 0 | 0 | 1 | 11.107 | 1 | 11.107 | 0
699 | 0 | 0 | 0 | 0 | 0 | 0 | 0 | 0 | 1 | 11.107 | 1 | 11.107 | 0
700 | 0 | 0 | 0 | 0 | 0 | 0 | 0 | 0 | 1 | 11.107 | 1 | 11.107 | 0
701 | 237.8917 | 0 | -237.8917 | 0 | 0 | 0 | 0.49944 | 0.49944 | 1 | 11.107 | 1 | 10.1983 | 31.7189
702 | 24.3471 | 0 | -24.3471 | 0 | 0 | 0 | 0.051116 | 0.21298 | 1 | 11.107 | 1 | 10.1127 | 12.113
703 | 24.2259 | 0 | -24.2259 | 0 | 0 | 0 | 0.050861 | 0.21192 | 1 | 11.107 | 1 | 10.1127 | 12.113
704 | 24.2259 | 0 | -24.2259 | 0 | 0 | 0 | 0.050861 | 0.21192 | 1 | 11.107 | 1 | 10.1127 | 12.113
705 | 155.4283 | 0 | -155.4283 | 0 | 0 | 0 | 0.22434 | 0.32631 | 1 | 11.5762 | 1 | 11.107 | 16.3781
706 | 155.2624 | 0 | -155.2624 | 0 | 0 | 0 | 0.2241 | 0.32597 | 1 | 11.5757 | 1 | 11.107 | 16.3606
707 | 0 | 0 | 0 | 0 | 0 | 0 | 0 | 0 | 1 | 7.4297 | 1 | 7.4297 | 0
708 | 0 | 0 | 0 | 0 | 0 | 0 | 0 | 0 | 1 | 7.4297 | 1 | 7.4297 | 0
709 | 0 | 0 | 0 | 0 | 0 | 0 | 0 | 0 | 1 | 7.4297 | 1 | 7.4297 | 0
710 | 0 | 0 | 0 | 0 | 0 | 0 | 0 | 0 | 1 | 7.4297 | 1 | 7.4297 | 0
711 | 10.6369 | 0 | -10.6369 | 0 | 0 | 0 | 0.022332 | 0.046524 | 1 | 7.4297 | 1 | 7.178 | 5.3452
712 | 10.6369 | 0 | -10.6369 | 0 | 0 | 0 | 0.022332 | 0.046524 | 1 | 7.4297 | 1 | 7.178 | 5.3452
713 | 10.5117 | 0 | -10.5117 | 0 | 0 | 0 | 0.022069 | 0.045977 | 1 | 7.4297 | 1 | 7.178 | 5.3359
714 | 0.41141 | 0 | -0.41141 | 0 | 0 | 0 | 0.00059382 | 0.0071978 | 1 | 13.7092 | 1 | 13.6356 | 0.41141
715 | -0.41141 | 0 | 0.41141 | 0 | 0 | 0 | 0.00059382 | 0.0071978 | 1 | 13.5619 | 1 | 13.6356 | 0.41141
716 | 10.6283 | 0 | -10.6283 | 0 | 0 | 0 | 0.022314 | 0.046487 | 1 | 10.7289 | 1 | 10.5529 | 3.7958
717 | 60.8964 | 0 | -60.8964 | 0 | 0 | 0 | 0.12785 | 0.26635 | 1 | 10.7289 | 1 | 9.5482 | 24.3586
718 | 39.5866 | 0 | -39.5866 | 0 | 0 | 0 | 0.08311 | 0.17315 | 1 | 10.3465 | 1 | 9.5482 | 16.4944
719 | 126.8964 | 0 | -126.8964 | 0 | 0 | 0 | 0.18316 | 0.26641 | 1 | 11.2136 | 1 | 10.7289 | 16.9195
720 | 268.1693 | 0 | -268.1693 | 0 | 0 | 0 | 0.38707 | 0.56301 | 1 | 11.2136 | 1 | 10.3465 | 30.2674
721 | 141.2404 | 0 | -141.2404 | 0 | 0 | 0 | 0.20386 | 0.29653 | 1 | 11.2078 | 1 | 10.7289 | 16.7148
722 | 254.9032 | 0 | -254.9032 | 0 | 0 | 0 | 0.36792 | 0.53516 | 1 | 11.2078 | 1 | 10.3436 | 30.1661
723 | 19.3807 | 0 | -19.3807 | 0 | 0 | 0 | 0.027974 | 0.084769 | 1 | 4.5163 | 1 | 4.183 | 7.022
724 | 19.3807 | 0 | -19.3807 | 0 | 0 | 0 | 0.027974 | 0.084769 | 1 | 4.5163 | 1 | 4.183 | 7.022
725 | 18.6575 | 0 | -18.6575 | 0 | 0 | 0 | 0.02693 | 0.081605 | 1 | 4.5163 | 1 | 4.183 | 6.9359
726 | 13.6717 | 0 | -13.6717 | 0 | 0 | 0 | 0.019733 | 0.059798 | 1 | 12.8693 | 1 | 12.6435 | 5.0079
727 | 12.9871 | 0 | -12.9871 | 0 | 0 | 0 | 0.018745 | 0.056804 | 1 | 12.8693 | 1 | 12.6435 | 4.7572
728 | 12.9871 | 0 | -12.9871 | 0 | 0 | 0 | 0.018745 | 0.056804 | 1 | 12.8693 | 1 | 12.6435 | 4.7572
729 | 13.6717 | 0 | -13.6717 | 0 | 0 | 0 | 0.019733 | 0.059798 | 1 | 12.8693 | 1 | 12.6435 | 5.0079
730 | 99.385 | 0 | -99.385 | 0 | 0 | 0 | 0.20865 | 0.4347 | 1 | 11.574 | 1 | 9.5829 | 41.4104
731 | -4.0231 | 0 | 4.0231 | 0 | 0 | 0 | 0.0058068 | 0.0084463 | 1 | 7.329 | 1 | 7.3394 | 0.36574
732 | 0 | 0 | 0 | 0 | 0 | 0 | 0 | 0 | 1 | 13.319 | 1 | 13.319 | 0
733 | 10.6465 | 0 | -10.6465 | 0 | 0 | 0 | 0.015367 | 0.046566 | 1 | 11.7168 | 1 | 11.5358 | 3.8297
734 | -122.584 | 0 | 122.584 | 0 | 0 | 0 | 0.17693 | 0.25736 | 1 | 9.5352 | 1 | 9.8544 | 11.144
735 | 147.1359 | 0 | -147.1359 | 0 | 0 | 0 | 0.30891 | 2.5742 | 1 | 9.8421 | 1 | -7.4853 | 122.6133
736 | 147.1359 | 0 | -147.1359 | 0 | 0 | 0 | 0.30891 | 2.5742 | 1 | 9.8421 | 1 | -7.4853 | 122.6133
737 | -78.2455 | 0 | 78.2455 | 0 | 0 | 0 | 0.11294 | 0.34224 | 1 | 24.5459 | 1 | 26.077 | 32.6023
738 | 100.8029 | 0 | -100.8029 | 0 | 0 | 0 | 0.1455 | 0.4409 | 1 | 27.9903 | 1 | 26.077 | 42.0012
739 | 0 | 0 | 0 | 0 | 0 | 0 | 0 | 0 | 1 | 1.5109 | 1 | 1.5109 | 0
740 | -9.2252 | 0 | 9.2252 | 0 | 0 | 0 | 0.013315 | 0.04035 | 1 | 13.8477 | 1 | 14.0275 | 3.8438
741 | -9.2309 | 0 | 9.2309 | 0 | 0 | 0 | 0.013324 | 0.040375 | 1 | 13.8477 | 1 | 14.0275 | 3.8462
742 | 35.7218 | 0 | -35.7218 | 0 | 0 | 0 | 0.074996 | 0.15624 | 1 | 3.6277 | 1 | 2.9285 | 14.8841
743 | 4.6193 | 0 | -4.6193 | 0 | 0 | 0 | 0.0066673 | 0.020204 | 1 | 12.2487 | 1 | 12.1692 | 1.7497
744 | -10.6283 | 0 | 10.6283 | 0 | 0 | 0 | 0.022314 | 0.046487 | 1 | 10.3465 | 1 | 10.5529 | 4.4285
745 | 0 | 0 | 0 | 0 | 0 | 0 | 0 | 0 | 1 | 13.319 | 1 | 13.319 | 0
746 | 10.6465 | 0 | -10.6465 | 0 | 0 | 0 | 0.015367 | 0.046566 | 1 | 11.7168 | 1 | 11.5358 | 3.8297
747 | 0 | 0 | 0 | 0 | 0 | 0 | 0 | 0 | 1 | 2.7182 | 1 | 2.7182 | 0
748 | 0 | 0 | 0 | 0 | 0 | 0 | 0 | 0 | 1 | 9.8009 | 1 | 9.8009 | 0
749 | 0 | 0 | 0 | 0 | 0 | 0 | 0 | 0 | 1 | 11.6448 | 1 | 11.6448 | 0
750 | 240.5212 | 0 | -240.5212 | 0 | 0 | 0 | 0.34716 | 0.50496 | 1 | 11.6448 | 1 | 10.9195 | 25.318
751 | 0 | 0 | 0 | 0 | 0 | 0 | 0 | 0 | 1 | 12.0107 | 1 | 12.0107 | 0
752 | 0 | 0 | 0 | 0 | 0 | 0 | 0 | 0 | 1 | 12.0107 | 1 | 12.0107 | 0
753 | 0 | 0 | 0 | 0 | 0 | 0 | 0 | 0 | 1 | 11.7168 | 1 | 11.7168 | 0
754 | -2.8422e-14 | 0 | 2.8422e-14 | 0 | 0 | 0 | 4.1023e-17 | 1.2431e-16 | 1 | 2.2334 | 1 | 2.2334 | 1.1842e-14
755 | -2.8422e-14 | 0 | 2.8422e-14 | 0 | 0 | 0 | 4.1023e-17 | 1.2431e-16 | 1 | 2.2334 | 1 | 2.2334 | 1.1842e-14
756 | -2.8422e-14 | 0 | 2.8422e-14 | 0 | 0 | 0 | 4.1023e-17 | 1.2431e-16 | 1 | 2.2334 | 1 | 2.2334 | 1.1842e-14
757 | -2.8422e-14 | 0 | 2.8422e-14 | 0 | 0 | 0 | 4.1023e-17 | 1.2431e-16 | 1 | 2.2334 | 1 | 2.2334 | 1.1842e-14
758 | -2.8422e-14 | 0 | 2.8422e-14 | 0 | 0 | 0 | 4.1023e-17 | 1.2431e-16 | 1 | 2.2334 | 1 | 2.2334 | 1.1842e-14
759 | -2.8422e-14 | 0 | 2.8422e-14 | 0 | 0 | 0 | 4.1023e-17 | 1.2431e-16 | 1 | 2.2334 | 1 | 2.2334 | 1.1842e-14
760 | 0 | 0 | 0 | 0 | 0 | 0 | 0 | 0 | 1 | 2.2334 | 1 | 2.2334 | 0
761 | 0 | 0 | 0 | 0 | 0 | 0 | 0 | 0 | 1 | 2.2334 | 1 | 2.2334 | 0
762 | 0 | 0 | 0 | 0 | 0 | 0 | 0 | 0 | 1 | 13.6702 | 1 | 13.6702 | 0
763 | -566.089 | 0 | 566.089 | 0 | 0 | 0 | 0.81708 | 1.1885 | 1 | 12.1959 | 1 | 13.6702 | 51.4626
764 | 50.5401 | 0 | -50.5401 | 0 | 0 | 0 | 0.072948 | 0.22106 | 1 | 11.9044 | 1 | 11.0232 | 19.2901
765 | 50.5317 | 0 | -50.5317 | 0 | 0 | 0 | 0.072936 | 0.22102 | 1 | 11.9043 | 1 | 11.0232 | 19.2869
766 | 59.6583 | 0 | -59.6583 | 0 | 0 | 0 | 0.086109 | 0.52187 | 1 | 11.9798 | 1 | 10.4882 | 21.4598
767 | 59.6583 | 0 | -59.6583 | 0 | 0 | 0 | 0.086109 | 0.52187 | 1 | 11.9798 | 1 | 10.4882 | 21.4598
768 | -2.2737e-13 | 0 | 2.2737e-13 | 0 | 0 | 0 | 3.2819e-16 | 9.945e-16 | 1 | 2.2334 | 1 | 2.2334 | 2.067e-14
769 | 246.5324 | 0 | -246.5324 | 0 | 0 | 0 | 0.35584 | 0.51758 | 1 | 16.3517 | 1 | 15.6455 | 24.6532
770 | -19.1178 | 0 | 19.1178 | 0 | 0 | 0 | 0.027594 | 0.040137 | 1 | 8.7296 | 1 | 8.7843 | 1.9118
771 | -128.0635 | 0 | 128.0635 | 0 | 0 | 0 | 0.18484 | 0.26886 | 1 | 8.7296 | 1 | 9.0631 | 11.6421
772 | -128.0635 | 0 | 128.0635 | 0 | 0 | 0 | 0.18484 | 0.26886 | 1 | 8.7296 | 1 | 9.0631 | 11.6421
773 | -126.7955 | 0 | 126.7955 | 0 | 0 | 0 | 0.18301 | 0.2662 | 1 | 8.7296 | 1 | 9.0598 | 11.5269
774 | -126.7955 | 0 | 126.7955 | 0 | 0 | 0 | 0.18301 | 0.2662 | 1 | 8.7296 | 1 | 9.0598 | 11.5269
775 | 0 | 0 | 0 | 0 | 0 | 0 | 0 | 0 | 1 | 15.2762 | 1 | 15.2762 | 0
776 | 0 | 0 | 0 | 0 | 0 | 0 | 0 | 0 | 1 | 15.2762 | 1 | 15.2762 | 0
777 | 95.4881 | 0 | -95.4881 | 0 | 0 | 0 | 0.13783 | 0.41765 | 1 | 23.9043 | 1 | 22.2912 | 34.3482
778 | -95.4881 | 0 | 95.4881 | 0 | 0 | 0 | 0.13783 | 0.41765 | 1 | 20.6781 | 1 | 22.2912 | 34.3482
779 | 0 | 0 | 0 | 0 | 0 | 0 | 0 | 0 | 1 | 11.9044 | 1 | 11.9044 | 0
780 | 0 | 0 | 0 | 0 | 0 | 0 | 0 | 0 | 1 | 11.9044 | 1 | 11.9044 | 0
781 | 194.155 | 0 | -194.155 | 0 | 0 | 0 | 0.28024 | 0.40762 | 1 | 12.1972 | 1 | 11.6916 | 17.6505
782 | 194.155 | 0 | -194.155 | 0 | 0 | 0 | 0.28024 | 0.40762 | 1 | 12.1972 | 1 | 11.6916 | 17.6505
783 | 263.3362 | 0 | -263.3362 | 0 | 0 | 0 | 0.38009 | 0.55286 | 1 | 12.3774 | 1 | 11.6916 | 23.9397
784 | 263.3362 | 0 | -263.3362 | 0 | 0 | 0 | 0.38009 | 0.55286 | 1 | 12.3774 | 1 | 11.6916 | 23.9397

## res_impedance
| p_from_mw | q_from_mvar | p_to_mw | q_to_mvar | pl_mw | ql_mvar | i_from_ka | i_to_ka
0 | 0 | 0 | 0 | 0 | 0 | 0 | 0 | 0
1 | 0.01137 | 0 | -0.01137 | 0 | 0 | 0 | 1.6411e-05 | 1.6411e-05
2 | 0.034818 | 0 | -0.034818 | 0 | 0 | 0 | 5.0256e-05 | 5.0256e-05
3 | 0 | 0 | 0 | 0 | 0 | 0 | 0 | 0
4 | 0 | 0 | 0 | 0 | 0 | 0 | 0 | 0
5 | 0 | 0 | 0 | 0 | 0 | 0 | 0 | 0
6 | 0 | 0 | 0 | 0 | 0 | 0 | 0 | 0
7 | 0 | 0 | 0 | 0 | 0 | 0 | 0 | 0
8 | 0 | 0 | 0 | 0 | 0 | 0 | 0 | 0
9 | 0 | 0 | 0 | 0 | 0 | 0 | 0 | 0
10 | -160.9995 | 0 | 160.9995 | 0 | 0 | 0 | 0.23238 | 0.23238
11 | 0 | 0 | 0 | 0 | 0 | 0 | 0 | 0
12 | 0 | 0 | 0 | 0 | 0 | 0 | 0 | 0
13 | 0 | 0 | 0 | 0 | 0 | 0 | 0 | 0
14 | -0.2275 | 0 | 0.2275 | 0 | 0 | 0 | 0.00047763 | 0.00047763
15 | 0 | 0 | 0 | 0 | 0 | 0 | 0 | 0
16 | 0 | 0 | 0 | 0 | 0 | 0 | 0 | 0
17 | 9.3132e-10 | 0 | -9.3132e-10 | 0 | 0 | 0 | 1.3442e-12 | 1.3442e-12
18 | 0 | 0 | 0 | 0 | 0 | 0 | 0 | 0
19 | 215.8923 | 0 | -215.8923 | 0 | 0 | 0 | 0.31161 | 0.31161
20 | -215.8923 | 0 | 215.8923 | 0 | 0 | 0 | 0.31161 | 0.31161
21 | 191.8414 | 0 | -191.8414 | 0 | 0 | 0 | 0.40276 | 0.40276
22 | 100.9767 | 0 | -100.9767 | 0 | 0 | 0 | 0.212 | 0.212
23 | -159.8959 | 0 | 159.8959 | 0 | 0 | 0 | 0.23079 | 0.23079
24 | 0 | 0 | 0 | 0 | 0 | 0 | 0 | 0
25 | 272.4889 | 0 | -272.4889 | 0 | 0 | 0 | 0.57208 | 0.57208
26 | -272.4889 | 0 | 272.4889 | 0 | 0 | 0 | 0.57208 | 0.57208
27 | 22.4613 | 0 | -22.4613 | 0 | 0 | 0 | 0.047156 | 0.047156
28 | -22.4613 | 0 | 22.4613 | 0 | 0 | 0 | 0.047156 | 0.047156
29 | 0.004291 | 0 | -0.004291 | 0 | 0 | 0 | 1.8768e-05 | 1.8768e-05
30 | 0.25432 | 0 | -0.25432 | 0 | 0 | 0 | 0.00036708 | 0.00036708
31 | -0.66579 | 0 | 0.66579 | 0 | 0 | 0 | 0.00096098 | 0.00096098
32 | -0.66579 | 0 | 0.66579 | 0 | 0 | 0 | 0.00096099 | 0.00096099
33 | 0 | 0 | 0 | 0 | 0 | 0 | 0 | 0
34 | 0 | 0 | 0 | 0 | 0 | 0 | 0 | 0
35 | 0 | 0 | 0 | 0 | 0 | 0 | 0 | 0
36 | 0 | 0 | 0 | 0 | 0 | 0 | 0 | 0
37 | -1387.5796 | 0 | 1387.5796 | 0 | 0 | 0 | 2.0028 | 2.0028
38 | 0 | 0 | 0 | 0 | 0 | 0 | 0 | 0
39 | 0 | 0 | 0 | 0 | 0 | 0 | 0 | 0
40 | 1380.3024 | 0 | -1380.3024 | 0 | 0 | 0 | 1.9923 | 1.9923
41 | 1380.3024 | 0 | -1380.3024 | 0 | 0 | 0 | 1.9923 | 1.9923

## res_ext_grid
| p_mw | q_mvar
0 | -366.3639

## res_load
| p_mw | q_mvar
0 | 225.5742
1 | 386.5522
2 | 84.0777
3 | 7.1774
4 | -21.5321
5 | 19.4814
6 | 82.027
7 | 15.3801
8 | 265.5624
9 | 153.8006
10 | 43.0642
11 | 9.228
12 | 84.0777
13 | 317.8546
14 | 746.4457
15 | 16.4054
16 | 33.8361
17 | 98.4324
18 | 8.2027
19 | 51.2669
20 | 422.439
21 | 63.5709
22 | 61.5202
23 | 43.0642
24 | 35.8868
25 | -6.152
26 | 76.9003
27 | 50.2415
28 | 113.8125
29 | 155.8513
30 | 17.4307
31 | 254.2837
32 | 147.6486
33 | 0
34 | 0
35 | 1.0253
36 | 0
37 | 0
38 | 131.2432
39 | 298.3732
40 | 200.9661
41 | 200.9661
42 | 8.2027
43 | 178.4087
44 | 27.6841
45 | 278.8918
46 | 110.7364
47 | 134.3192
48 | 109.7111
49 | 4.1013
50 | 0
51 | 70.7483
52 | 31.7855
53 | 532.1501
54 | 33.8361
55 | 89.2044
56 | 109.7111
57 | 312.7279
58 | 51.2669
59 | 238.9036
60 | 109.7111
61 | 89.2044
62 | 10.2534
63 | -10.2534
64 | 158.9273
65 | 57.4189
66 | 10.2534
67 | -10.2534
68 | 37.9375
69 | 229.6756
70 | 82.027
71 | 315.8039
72 | 31.7855
73 | 18.4561
74 | 126.1165
75 | 21.5321
76 | 15.3801
77 | 63.5709
78 | 113.8125
79 | 21.5321
80 | 361.9441
81 | 19.4814
82 | 33.8361
83 | 39.9882
84 | 24.6081
85 | 31.7855
86 | 186.6114
87 | 19.4814
88 | 0
89 | 0
90 | 3.076
91 | 3.076
92 | 0
93 | 195.8394
94 | 17.4307
95 | 46.1402
96 | 37.9375
97 | 51.2669
98 | 101.5084
99 | 61.5202
100 | 39.9882
101 | 22.5574
102 | 22.5574
103 | 30.7601
104 | 200.9661
105 | 4.1013
106 | 913.5757
107 | 22.5574
108 | 0
109 | 10.2534
110 | 274.7904
111 | 19.4814
112 | 23.5828
113 | 16.4054
114 | 51.2669
115 | 24.6081
116 | 172.2567
117 | 22.5574
118 | 47.1655
119 | 606.9998
120 | 454.2245
121 | 384.5015
122 | 22.5574
123 | 450.1231
124 | 231.7263
125 | 30.7601
126 | 77.9256
127 | 82.027
128 | 105.6098
129 | 322.9813
130 | 21.5321
131 | 0
132 | 438.8444
133 | 357.8428
134 | 19.4814
135 | 32.8108
136 | 292.2212
137 | 82.027
138 | 32.8108
139 | 136.3699
140 | 33.8361
141 | 235.8276
142 | 184.5607
143 | 153.8006
144 | 92.2804
145 | 344.5134
146 | 24.6081
147 | 10.2534
148 | 111.7618
149 | 41.0135
150 | 262.4864
151 | 385.5269
152 | 41.0135
153 | 3.076
154 | 113.8125
155 | 630.5825
156 | 2.0507
157 | 264.5371
158 | 30.7601
159 | 464.4779
160 | 30.7601
161 | 120.9898
162 | 561.8849
163 | 19.4814
164 | 4.1013
165 | -6.152
166 | 47.1655
167 | 33.8361
168 | 21.5321
169 | 0
170 | -18.4561
171 | 3.076
172 | 142.5219
173 | 98.4324
174 | 2.0507
175 | 47.1655
176 | 354.7668
177 | 29.7348
178 | 553.6822
179 | 123.0405
180 | 29.7348
181 | 3.076
182 | 401.9323
183 | 530.0995
184 | 64.5963
185 | 449.0978
186 | 32.8108
187 | 18.4561
188 | 82.027
189 | -155.8513
190 | 50.2415
191 | 16.4054
192 | 10.2534
193 | 603.9237
194 | 0
195 | 47.1655
196 | 33.8361
197 | 22.5574
198 | -20.5067
199 | 86.1283
200 | -4.1013
201 | 35.8868
202 | 57.4189
203 | 555.7329
204 | 27.6841
205 | 84.0777
206 | 311.7026
207 | 41.0135
208 | 15.3801
209 | 113.8125
210 | 35.8868
211 | 111.7618
212 | 97.4071
213 | 50.2415
214 | 22.5574
215 | 73.8243
216 | 617.2531
217 | 9.228
218 | 64.5963
219 | -4.1013
220 | 47.1655
221 | 82.027
222 | 315.8039
223 | 0
224 | -14.3547
225 | 0
226 | 42.0388
227 | 42.0388
228 | -11.2787
229 | 31.7855
230 | 547.5302
231 | 801.8139
232 | 100.4831
233 | 57.4189
234 | 53.3175

## res_sgen
| p_mw | q_mvar
0 | 1500
1 | 1000
2 | 2000
3 | 1200
4 | 505
5 | 1000
6 | 1250
7 | 504
8 | 1988
9 | 1100
10 | 74
11 | 1800
12 | 1600
13 | 1400
14 | 750
15 | 1400
16 | 1500
17 | 1020
18 | 700
19 | 122.3
20 | 96.7
21 | 56.9
22 | 42.7
23 | 170.7
24 | 170.7
25 | 170.7
26 | 21.3
27 | 2.8
28 | 56.9
29 | 170.7
30 | 0
31 | 0
32 | 142.3
33 | 44.8
34 | 0
35 | 0
36 | 0
37 | 102.3
38 | 81.7
39 | 0
40 | 156.5
41 | 89.6
42 | 14.2
43 | 9.1
44 | 56.9
45 | 56.9
46 | 71.1
47 | 56.9
48 | 62.6
49 | 62.6
50 | 62.6
51 | 320.1
52 | 106.7
53 | 49.5
54 | 213.4
55 | 18.8
56 | 0
57 | 142.3
58 | 37.7
59 | 12.9
60 | 0
61 | 122.3
62 | 169
63 | 80.4
64 | 117.2
65 | 42.7
66 | 0
67 | 0.1
68 | 187.8
69 | 36.7
70 | 0
71 | 56.9
72 | 0
73 | 130.9
74 | 46.9
75 | 46.9
76 | 0
77 | 25.9
78 | 0
79 | 256.1
80 | 0
81 | 0
82 | 54.3
83 | 0
84 | 74.8
85 | 81.7
86 | 25.9
87 | 0
88 | 0
89 | 0
90 | 0
91 | 0
92 | 0
93 | 0
94 | 0
95 | 0
96 | 0
97 | 0
98 | 0
99 | 0
100 | 0
101 | 0
102 | 0
103 | 0
104 | 0
105 | 0
106 | 0
107 | 0
108 | 0
109 | 0
110 | 0
111 | 0
112 | 0
113 | 0
114 | 0
115 | 0
116 | 0
117 | 0
118 | 0
119 | 0
120 | 0
121 | 0
122 | 0
123 | 0
124 | 0
125 | 0
126 | 0
127 | 0
128 | 0
129 | 0
130 | 0
131 | 0
132 | 0
133 | 0
134 | 0
135 | 0
136 | 0
137 | 0
138 | 0
139 | 0
140 | 0
141 | 0
142 | 0
143 | 0
144 | 0
145 | 0
146 | 0
147 | 0
148 | 0
149 | 0
150 | 0
151 | 0
152 | 0
153 | 0
154 | 0
155 | 0
156 | 0
157 | 0
158 | 0
159 | 0
160 | 0
161 | 0
162 | 0
163 | 0
164 | 0
165 | 0
166 | 0
167 | 0
168 | 0
169 | 0
170 | 0
171 | 0
172 | 0
173 | 0
174 | 0
175 | 0
176 | 0
177 | 0
178 | 0
179 | 0
180 | 0
181 | 0
182 | 0
183 | 0
184 | 0
185 | 0
186 | 0
187 | 0
188 | 0
189 | 0
190 | 0
191 | 0
192 | 0
193 | 0
194 | 0
195 | 0
196 | 0
197 | 0
198 | 0
199 | 0
200 | 0
201 | 0
202 | 0
203 | 0
204 | 0
205 | 0
206 | 0
207 | 0
208 | 0
209 | 0
210 | 0
211 | 0
212 | 0
213 | 0
214 | 0
215 | 0
216 | 0
217 | 0
218 | 0
219 | 0
220 | 0
221 | 0
222 | 0
223 | 0
224 | 0
225 | 0
226 | 0
227 | 0
228 | 0
229 | 0
230 | 0
231 | 0
232 | 0
233 | 0
234 | 0
235 | 0
236 | 0
237 | 0
238 | 0
239 | 0
240 | 0
241 | 0
242 | 0
243 | 0
244 | 0
245 | 0
246 | 0
247 | 0
248 | 0
249 | 0
250 | 0
251 | 0
252 | 0
253 | 0
254 | 0
255 | 0
256 | 0
257 | 0
258 | 0
259 | 0
260 | 0
261 | 0
262 | 0
263 | 0
264 | 0
265 | 0
266 | 0
267 | 0
268 | 0
269 | 0
270 | 0
271 | 0
272 | 0
273 | 0
274 | 0
275 | 0
276 | 0
277 | 0
278 | 0
279 | 0
280 | 0
281 | 0
282 | 0
283 | 0
284 | 0
285 | 0
286 | 0
287 | 0
288 | 0
289 | 0
290 | 0
291 | 0
292 | 0
293 | 0
294 | 0
295 | 0
296 | 0
297 | 0
298 | 0
299 | 0
300 | 0
301 | 0
302 | 0
303 | 0
304 | 0
305 | 0
306 | 0
307 | 0
308 | 0
309 | 0
310 | 0
311 | 0
312 | 0
313 | 0
314 | 0
315 | 0
316 | 0
317 | 0
318 | 0
319 | 0
320 | 0
321 | 0
322 | 0
323 | 0
324 | 0
325 | 0
326 | 0
327 | 0
328 | 0
329 | 0
330 | 0
331 | 0
332 | 0
333 | 0
334 | 0
335 | 0
336 | 0
337 | 0
338 | 0
339 | 0
340 | 0
341 | 0
342 | 0
343 | 0
344 | 0
345 | 0
346 | 0
347 | 0
348 | 0
349 | 0
350 | 0
351 | 0
352 | 0
353 | 0
354 | 0
355 | 0
356 | 0
357 | 0
358 | 0
359 | 0
360 | 0
361 | 0
362 | 0
363 | 0
364 | 0
365 | 0
366 | 0
367 | 0
368 | 0
369 | 0
370 | 0
371 | 0
372 | 0
373 | 0
374 | 0
375 | 0
376 | 0
377 | 0
378 | 0
379 | 0
380 | 0
381 | 0
382 | 0
383 | 0
384 | 0
385 | 0
386 | 0
387 | 0
388 | 0
389 | 0
390 | 0
391 | 0
392 | 0
393 | 0
394 | 0
395 | 0
396 | 0
397 | 0
398 | 0
399 | 0
400 | 0
401 | 0
402 | 0
403 | 0
404 | 0
405 | 0
406 | 0
407 | 0
408 | 0
409 | 0
410 | 0
411 | 0
412 | 0
413 | 0
414 | 0
415 | 0
416 | 0
417 | 0
418 | 0
419 | 0
420 | 0
421 | 0
422 | 0
423 | 0
424 | 0
425 | 0
426 | 0
427 | 0
428 | 0
429 | 0
430 | 0
431 | 0
432 | 0
433 | 0
434 | 0
435 | 0
436 | 0
437 | 0
438 | 0
439 | 0
440 | 0
441 | 0
442 | 0
443 | 0
444 | 0
445 | 0
446 | 0
447 | 0
448 | 0
449 | 0
450 | 0
451 | 0
452 | 0
453 | 0
454 | 0
455 | 0
456 | 0
457 | 0
458 | 0
459 | 0
460 | 0
461 | 0
462 | 0
463 | 0
464 | 0
465 | 0
466 | 0
467 | 0
468 | 0
469 | 0
470 | 0
471 | 0
472 | 0
473 | 0
474 | 0
475 | 0
476 | 0
477 | 0
478 | 0
479 | 0
480 | 0
481 | 0
482 | 0
483 | 0
484 | 0
485 | 0
486 | 0
487 | 0
488 | 0
489 | 0
490 | 0
491 | 0
492 | 0
493 | 0
494 | 0
495 | 0
496 | 0
497 | 0
498 | 0
499 | 0
500 | 0
501 | 0
502 | 0
503 | 0
504 | 0
505 | 0
506 | 0
507 | 0
508 | 0
509 | 0
510 | 0
511 | 0
512 | 0
513 | 0
514 | 0
515 | 0
516 | 0
517 | 0
518 | 551
519 | 551
520 | 161
521 | 161
522 | 205
523 | 205

## dtypes
| element | column | dtype
0 | bus | name | object
1 | bus | vn_kv | float64
2 | bus | type | object
3 | bus | zone | object
4 | bus | in_service | bool
5 | bus | min_vm_pu | float64
6 | bus | max_vm_pu | float64
7 | load | name | object
8 | load | bus | uint32
9 | load | p_mw | float64
10 | load | q_mvar | float64
11 | load | const_z_percent | float64
12 | load | const_i_percent | float64
13 | load | sn_mva | float64
14 | load | scaling | float64
15 | load | in_service | bool
16 | load | type | object
17 | sgen | name | object
18 | sgen | bus | int64
19 | sgen | p_mw | float64
20 | sgen | q_mvar | float64
21 | sgen | sn_mva | float64
22 | sgen | scaling | float64
23 | sgen | in_service | bool
24 | sgen | type | object
25 | sgen | current_source | bool
26 | sgen | max_p_mw | float64
27 | ext_grid | name | object
28 | ext_grid | bus | uint32
29 | ext_grid | vm_pu | float64
30 | ext_grid | va_degree | float64
31 | ext_grid | slack_weight | float64
32 | ext_grid | in_service | bool
33 | line | name | object
34 | line | std_type | object
35 | line | from_bus | uint32
36 | line | to_bus | uint32
37 | line | length_km | float64
38 | line | r_ohm_per_km | float64
39 | line | x_ohm_per_km | float64
40 | line | c_nf_per_km | float64
41 | line | g_us_per_km | float64
42 | line | max_i_ka | float64
43 | line | df | float64
44 | line | parallel | uint32
45 | line | type | object
46 | line | in_service | bool
47 | trafo | name | object
48 | trafo | std_type | object
49 | trafo | hv_bus | uint32
50 | trafo | lv_bus | uint32
51 | trafo | sn_mva | float64
52 | trafo | vn_hv_kv | float64
53 | trafo | vn_lv_kv | float64
54 | trafo | vk_percent | float64
55 | trafo | vkr_percent | float64
56 | trafo | pfe_kw | float64
57 | trafo | i0_percent | float64
58 | trafo | shift_degree | float64
59 | trafo | tap_side | object
60 | trafo | tap_neutral | float64
61 | trafo | tap_min | float64
62 | trafo | tap_max | float64
63 | trafo | tap_step_percent | float64
64 | trafo | tap_step_degree | float64
65 | trafo | tap_pos | float64
66 | trafo | tap_phase_shifter | bool
67 | trafo | parallel | uint32
68 | trafo | df | float64
69 | trafo | in_service | bool
70 | impedance | name | object
71 | impedance | from_bus | uint32
72 | impedance | to_bus | uint32
73 | impedance | rft_pu | float64
74 | impedance | xft_pu | float64
75 | impedance | rtf_pu | float64
76 | impedance | xtf_pu | float64
77 | impedance | sn_mva | float64
78 | impedance | in_service | bool
79 | res_bus | vm_pu | float64
80 | res_bus | va_degree | float64
81 | res_bus | p_mw | float64
82 | res_bus | q_mvar | float64
83 | res_line | p_from_mw | float64
84 | res_line | q_from_mvar | float64
85 | res_line | p_to_mw | float64
86 | res_line | q_to_mvar | float64
87 | res_line | pl_mw | float64
88 | res_line | ql_mvar | float64
89 | res_line | i_from_ka | float64
90 | res_line | i_to_ka | float64
91 | res_line | i_ka | float64
92 | res_line | vm_from_pu | float64
93 | res_line | va_from_degree | float64
94 | res_line | vm_to_pu | float64
95 | res_line | va_to_degree | float64
96 | res_line | loading_percent | float64
97 | res_trafo | p_hv_mw | float64
98 | res_trafo | q_hv_mvar | float64
99 | res_trafo | p_lv_mw | float64
100 | res_trafo | q_lv_mvar | float64
101 | res_trafo | pl_mw | float64
102 | res_trafo | ql_mvar | float64
103 | res_trafo | i_hv_ka | float64
104 | res_trafo | i_lv_ka | float64
105 | res_trafo | vm_hv_pu | float64
106 | res_trafo | va_hv_degree | float64
107 | res_trafo | vm_lv_pu | float64
108 | res_trafo | va_lv_degree | float64
109 | res_trafo | loading_percent | float64
110 | res_impedance | p_from_mw | float64
111 | res_impedance | q_from_mvar | float64
112 | res_impedance | p_to_mw | float64
113 | res_impedance | q_to_mvar | float64
114 | res_impedance | pl_mw | float64
115 | res_impedance | ql_mvar | float64
116 | res_impedance | i_from_ka | float64
117 | res_impedance | i_to_ka | float64
118 | res_ext_grid | p_mw | float64
119 | res_ext_grid | q_mvar | float64
120 | res_load | p_mw | float64
121 | res_load | q_mvar | float64
122 | res_sgen | p_mw | float64
123 | res_sgen | q_mvar | float64

## parameters
| version | format_version | converged | OPF_converged | name | f_hz | sn_mva
0 | 2.13.1 | 2.12.0 | TRUE | FALSE |  | 50 | 1