## bus
| name | vn_kv | type | zone | in_service | min_vm_pu | max_vm_pu
0 | WTHU4D | 400 | b |  | TRUE | 0.95 | 1.05
1 | DUNG41 | 400 | b |  | TRUE | 0.95 | 1.05
2 | NFLE41 | 400 | b |  | TRUE | 0.95 | 1.05
3 | RYEH4A | 400 | b |  | TRUE | 0.95 | 1.05
4 | LEIB4A | 400 | b |  | TRUE | 0.95 | 1.05
5 | GRIW41 | 400 | b |  | TRUE | 0.95 | 1.05
6 | SPEN41 | 400 | b |  | TRUE | 0.95 | 1.05
7 | BLYT41 | 400 | b |  | TRUE | 0.95 | 1.05
8 | PADI41 | 400 | b |  | TRUE | 0.95 | 1.05
9 | FOUX41 | 400 | b |  | TRUE | 0.95 | 1.05
10 | MILL4B | 400 | b |  | TRUE | 0.95 | 1.05
11 | SELL4A | 400 | b |  | TRUE | 0.95 | 1.05
12 | HAWP41 | 400 | b |  | TRUE | 0.95 | 1.05
13 | WTHU4F | 400 | b |  | TRUE | 0.95 | 1.05
14 | WEMA41 | 400 | b |  | TRUE | 0.95 | 1.05
15 | AMEM4A | 400 | b |  | TRUE | 0.95 | 1.05
16 | AMEM4B | 400 | b |  | TRUE | 0.95 | 1.05
17 | BRAI4A | 400 | b |  | TRUE | 0.95 | 1.05
18 | CHIC4A | 400 | b |  | TRUE | 0.95 | 1.05
19 | PEWO41 | 400 | b |  | TRUE | 0.95 | 1.05
20 | EGGB42 | 400 | b |  | TRUE | 0.95 | 1.05
21 | WALH41 | 400 | b |  | TRUE | 0.95 | 1.05
22 | HIBU41 | 400 | b |  | TRUE | 0.95 | 1.05
23 | THTO44 | 400 | b |  | TRUE | 0.95 | 1.05
24 | HAWP4A | 400 | b |  | TRUE | 0.95 | 1.05
25 | KEMS4B | 400 | b |  | TRUE | 0.95 | 1.05
26 | HIGM41 | 400 | b |  | TRUE | 0.95 | 1.05
27 | MONF42 | 400 | b |  | TRUE | 0.95 | 1.05
28 | TILB4B | 400 | b |  | TRUE | 0.95 | 1.05
29 | RYHA4A | 400 | b |  | TRUE | 0.95 | 1.05
30 | FECK41 | 400 | b |  | TRUE | 0.95 | 1.05
31 | NURS4A | 400 | b |  | TRUE | 0.95 | 1.05
32 | PENM4A | 400 | b |  | TRUE | 0.95 | 1.05
33 | CREB41 | 400 | b |  | TRUE | 0.95 | 1.05
34 | CREB42 | 400 | b |  | TRUE | 0.95 | 1.05
35 | ROWD4B | 400 | b |  | TRUE | 0.95 | 1.05
36 | STAY4A | 400 | b |  | TRUE | 0.95 | 1.05
37 | COWL41 | 400 | b |  | TRUE | 0.95 | 1.05
38 | NEEP4A | 400 | b |  | TRUE | 0.95 | 1.05
39 | HAMB4A | 400 | b |  | TRUE | 0.95 | 1.05
40 | BRAI4B | 400 | b |  | TRUE | 0.95 | 1.05
41 | DIDC41 | 400 | b |  | TRUE | 0.95 | 1.05
42 | LEIB4B | 400 | b |  | TRUE | 0.95 | 1.05
43 | GRAW4A | 400 | b |  | TRUE | 0.95 | 1.05
44 | HAMH41 | 400 | b |  | TRUE | 0.95 | 1.05
45 | SIZE41 | 400 | b |  | TRUE | 0.95 | 1.05
46 | CAPE4A | 400 | b |  | TRUE | 0.95 | 1.05
47 | WYMO41 | 400 | b |  | TRUE | 0.95 | 1.05
48 | FAWL41 | 400 | b |  | TRUE | 0.95 | 1.05
49 | IVER4B | 400 | b |  | TRUE | 0.95 | 1.05
50 | WHAM41 | 400 | b |  | TRUE | 0.95 | 1.05
51 | LAGA41 | 400 | b |  | TRUE | 0.95 | 1.05
52 | CHIL41 | 400 | b |  | TRUE | 0.95 | 1.05
53 | NECT41 | 400 | b |  | TRUE | 0.95 | 1.05
54 | PAFB4B | 400 | b |  | TRUE | 0.95 | 1.05
55 | GRAW4B | 400 | b |  | TRUE | 0.95 | 1.05
56 | STAL4A | 400 | b |  | TRUE | 0.95 | 1.05
57 | CHUE4A | 400 | b |  | TRUE | 0.95 | 1.05
58 | LEGA4B | 400 | b |  | TRUE | 0.95 | 1.05
59 | MELK41 | 400 | b |  | TRUE | 0.95 | 1.05
60 | IVER4A | 400 | b |  | TRUE | 0.95 | 1.05
61 | MILL42 | 400 | b |  | TRUE | 0.95 | 1.05
62 | QUER4A | 400 | b |  | TRUE | 0.95 | 1.05
63 | YORK4B | 400 | b |  | TRUE | 0.95 | 1.05
64 | STWB4Q | 400 | b |  | TRUE | 0.95 | 1.05
65 | LEGA41 | 400 | b |  | TRUE | 0.95 | 1.05
66 | WALX4A | 400 | b |  | TRUE | 0.95 | 1.05
67 | ALVE4B | 400 | b |  | TRUE | 0.95 | 1.05
68 | OLDB4A | 400 | b |  | TRUE | 0.95 | 1.05
69 | CAPE4B | 400 | b |  | TRUE | 0.95 | 1.05
70 | SHRE4A | 400 | b |  | TRUE | 0.95 | 1.05
71 | LOVE41 | 400 | b |  | TRUE | 0.95 | 1.05
72 | KILL41 | 400 | b |  | TRUE | 0.95 | 1.05
73 | KENG41 | 400 | b |  | TRUE | 0.95 | 1.05
74 | CHIC41 | 400 | b |  | TRUE | 0.95 | 1.05
75 | SELL4B | 400 | b |  | TRUE | 0.95 | 1.05
76 | SEAB4A | 400 | b |  | TRUE | 0.95 | 1.05
77 | NINF41 | 400 | b |  | TRUE | 0.95 | 1.05
78 | MONF4A | 400 | b |  | TRUE | 0.95 | 1.05
79 | THOM42 | 400 | b |  | TRUE | 0.95 | 1.05
80 | PEWO4B | 400 | b |  | TRUE | 0.95 | 1.05
81 | THTO42 | 400 | b |  | TRUE | 0.95 | 1.05
82 | DRAK41 | 400 | b |  | TRUE | 0.95 | 1.05
83 | WYLF41 | 400 | b |  | TRUE | 0.95 | 1.05
84 | FRIS4A | 400 | b |  | TRUE | 0.95 | 1.05
85 | HUTT43 | 400 | b |  | TRUE | 0.95 | 1.05
86 | BUST4A | 400 | b |  | TRUE | 0.95 | 1.05
87 | PENN4B | 400 | b |  | TRUE | 0.95 | 1.05
88 | TWIN4A | 400 | b |  | TRUE | 0.95 | 1.05
89 | GREN41 | 400 | b |  | TRUE | 0.95 | 1.05
90 | MIDL41 | 400 | b |  | TRUE | 0.95 | 1.05
91 | TILB43 | 400 | b |  | TRUE | 0.95 | 1.05
92 | ABHA4A | 400 | b |  | TRUE | 0.95 | 1.05
93 | MEDB4A | 400 | b |  | TRUE | 0.95 | 1.05
94 | FRIS4B | 400 | b |  | TRUE | 0.95 | 1.05
95 | OSBA41 | 400 | b |  | TRUE | 0.95 | 1.05
96 | WISD42 | 400 | b |  | TRUE | 0.95 | 1.05
97 | RYEH43 | 400 | b |  | TRUE | 0.95 | 1.05
98 | RYHA4B | 400 | b |  | TRUE | 0.95 | 1.05
99 | FENW4A | 400 | b |  | TRUE | 0.95 | 1.05
100 | MILL4A | 400 | b |  | TRUE | 0.95 | 1.05
101 | ABHA4B | 400 | b |  | TRUE | 0.95 | 1.05
102 | BRWA41 | 400 | b |  | TRUE | 0.95 | 1.05
103 | FOUX4A | 400 | b |  | TRUE | 0.95 | 1.05
104 | CARR4A | 400 | b |  | TRUE | 0.95 | 1.05
105 | FLIB41 | 400 | b |  | TRUE | 0.95 | 1.05
106 | WWEY4B | 400 | b |  | TRUE | 0.95 | 1.05
107 | PELH4A | 400 | b |  | TRUE | 0.95 | 1.05
108 | SHBA41 | 400 | b |  | TRUE | 0.95 | 1.05
109 | HAKB4B | 400 | b |  | TRUE | 0.95 | 1.05
110 | HARG41 | 400 | b |  | TRUE | 0.95 | 1.05
111 | PELH4B | 400 | b |  | TRUE | 0.95 | 1.05
112 | MACC41 | 400 | b |  | TRUE | 0.95 | 1.05
113 | RYEH42 | 400 | b |  | TRUE | 0.95 | 1.05
114 | ELST4A | 400 | b |  | TRUE | 0.95 | 1.05
115 | NORM41 | 400 | b |  | TRUE | 0.95 | 1.05
116 | SELL4D | 400 | b |  | TRUE | 0.95 | 1.05
117 | CONQ41 | 400 | b |  | TRUE | 0.95 | 1.05
118 | WISD41 | 400 | b |  | TRUE | 0.95 | 1.05
119 | CHTE41 | 400 | b |  | TRUE | 0.95 | 1.05
120 | WALX41 | 400 | b |  | TRUE | 0.95 | 1.05
121 | IRON41 | 400 | b |  | TRUE | 0.95 | 1.05
122 | KEAD44 | 400 | b |  | TRUE | 0.95 | 1.05
123 | MITY41 | 400 | b |  | TRUE | 0.95 | 1.05
124 | HINP41 | 400 | b |  | TRUE | 0.95 | 1.05
125 | EASO41 | 400 | b |  | TRUE | 0.95 | 1.05
126 | DISS4A | 400 | b |  | TRUE | 0.95 | 1.05
127 | YORK4A | 400 | b |  | TRUE | 0.95 | 1.05
128 | RYEH41 | 400 | b |  | TRUE | 0.95 | 1.05
129 | RICH41 | 400 | b |  | TRUE | 0.95 | 1.05
130 | SALH41 | 400 | b |  | TRUE | 0.95 | 1.05
131 | CLEH41 | 400 | b |  | TRUE | 0.95 | 1.05
132 | WALX4B | 400 | b |  | TRUE | 0.95 | 1.05
133 | MABL41 | 400 | b |  | TRUE | 0.95 | 1.05
134 | WTHU4C | 400 | b |  | TRUE | 0.95 | 1.05
135 | HACK41 | 400 | b |  | TRUE | 0.95 | 1.05
136 | SALH42 | 400 | b |  | TRUE | 0.95 | 1.05
137 | THTO43 | 400 | b |  | TRUE | 0.95 | 1.05
138 | BRWA4C | 400 | b |  | TRUE | 0.95 | 1.05
139 | EACS41 | 400 | b |  | TRUE | 0.95 | 1.05
140 | BRFO41 | 400 | b |  | TRUE | 0.95 | 1.05
141 | PAFB4A | 400 | b |  | TRUE | 0.95 | 1.05
142 | BRLE41 | 400 | b |  | TRUE | 0.95 | 1.05
143 | INDQ41 | 400 | b |  | TRUE | 0.95 | 1.05
144 | LHOR4A | 400 | b |  | TRUE | 0.95 | 1.05
145 | HIGM4A | 400 | b |  | TRUE | 0.95 | 1.05
146 | EASO4B | 400 | b |  | TRUE | 0.95 | 1.05
147 | NEWX41 | 400 | b |  | TRUE | 0.95 | 1.05
148 | BRWA4B | 400 | b |  | TRUE | 0.95 | 1.05
149 | THOM41 | 400 | b |  | TRUE | 0.95 | 1.05
150 | BRIM4D | 400 | b |  | TRUE | 0.95 | 1.05
151 | STAL4B | 400 | b |  | TRUE | 0.95 | 1.05
152 | FRIN4A | 400 | b |  | TRUE | 0.95 | 1.05
153 | MARH4B | 400 | b |  | TRUE | 0.95 | 1.05
154 | KEAD41 | 400 | b |  | TRUE | 0.95 | 1.05
155 | ROWD42 | 400 | b |  | TRUE | 0.95 | 1.05
156 | NURS41 | 400 | b |  | TRUE | 0.95 | 1.05
157 | DAIN41 | 400 | b |  | TRUE | 0.95 | 1.05
158 | BUST4B | 400 | b |  | TRUE | 0.95 | 1.05
159 | CANT41 | 400 | b |  | TRUE | 0.95 | 1.05
160 | BRAW4A | 400 | b |  | TRUE | 0.95 | 1.05
161 | SEAB41 | 400 | b |  | TRUE | 0.95 | 1.05
162 | STAH4B | 400 | b |  | TRUE | 0.95 | 1.05
163 | WILE41 | 400 | b |  | TRUE | 0.95 | 1.05
164 | LAND41 | 400 | b |  | TRUE | 0.95 | 1.05
165 | NECT4B | 400 | b |  | TRUE | 0.95 | 1.05
166 | BICF41 | 400 | b |  | TRUE | 0.95 | 1.05
167 | DRAX41 | 400 | b |  | TRUE | 0.95 | 1.05
168 | LOFI4B | 400 | b |  | TRUE | 0.95 | 1.05
169 | RAYL41 | 400 | b |  | TRUE | 0.95 | 1.05
170 | LEGA4A | 400 | b |  | TRUE | 0.95 | 1.05
171 | ROCK41 | 400 | b |  | TRUE | 0.95 | 1.05
172 | SWAN41 | 400 | b |  | TRUE | 0.95 | 1.05
173 | BULL41 | 400 | b |  | TRUE | 0.95 | 1.05
174 | GART4B | 400 | b |  | TRUE | 0.95 | 1.05
175 | LEIS4A | 400 | b |  | TRUE | 0.95 | 1.05
176 | ROWD41 | 400 | b |  | TRUE | 0.95 | 1.05
177 | STAH4A | 400 | b |  | TRUE | 0.95 | 1.05
178 | WHSO41 | 400 | b |  | TRUE | 0.95 | 1.05
179 | ELST4B | 400 | b |  | TRUE | 0.95 | 1.05
180 | CARR41 | 400 | b |  | TRUE | 0.95 | 1.05
181 | MILL41 | 400 | b |  | TRUE | 0.95 | 1.05
182 | PENT41 | 400 | b |  | TRUE | 0.95 | 1.05
183 | KEAD4C | 400 | b |  | TRUE | 0.95 | 1.05
184 | BOTW41 | 400 | b |  | TRUE | 0.95 | 1.05
185 | HARK41 | 400 | b |  | TRUE | 0.95 | 1.05
186 | QUER4B | 400 | b |  | TRUE | 0.95 | 1.05
187 | TRAW41 | 400 | b |  | TRUE | 0.95 | 1.05
188 | MARH42 | 400 | b |  | TRUE | 0.95 | 1.05
189 | CULJ4A | 400 | b |  | TRUE | 0.95 | 1.05
190 | SWAN4A | 400 | b |  | TRUE | 0.95 | 1.05
191 | COSO41 | 400 | b |  | TRUE | 0.95 | 1.05
192 | SWAN4B | 400 | b |  | TRUE | 0.95 | 1.05
193 | RATS41 | 400 | b |  | TRUE | 0.95 | 1.05
194 | PELH41 | 400 | b |  | TRUE | 0.95 | 1.05
195 | MONF41 | 400 | b |  | TRUE | 0.95 | 1.05
196 | PENM4B | 400 | b |  | TRUE | 0.95 | 1.05
197 | LOFI4A | 400 | b |  | TRUE | 0.95 | 1.05
198 | SING41 | 400 | b |  | TRUE | 0.95 | 1.05
199 | COTT41 | 400 | b |  | TRUE | 0.95 | 1.05
200 | SPEN42 | 400 | b |  | TRUE | 0.95 | 1.05
201 | GRAI41 | 400 | b |  | TRUE | 0.95 | 1.05
202 | RHIG41 | 400 | b |  | TRUE | 0.95 | 1.05
203 | CITR41 | 400 | b |  | TRUE | 0.95 | 1.05
204 | OBST4B | 400 | b |  | TRUE | 0.95 | 1.05
205 | SPLN41 | 400 | b |  | TRUE | 0.95 | 1.05
206 | WTHU4B | 400 | b |  | TRUE | 0.95 | 1.05
207 | ALVE4A | 400 | b |  | TRUE | 0.95 | 1.05
208 | LAND42 | 400 | b |  | TRUE | 0.95 | 1.05
209 | DISS4B | 400 | b |  | TRUE | 0.95 | 1.05
210 | MARH4A | 400 | b |  | TRUE | 0.95 | 1.05
211 | SELL4C | 400 | b |  | TRUE | 0.95 | 1.05
212 | HUMR41 | 400 | b |  | TRUE | 0.95 | 1.05
213 | TAUN41 | 400 | b |  | TRUE | 0.95 | 1.05
214 | TWIN4B | 400 | b |  | TRUE | 0.95 | 1.05
215 | BOLN41 | 400 | b |  | TRUE | 0.95 | 1.05
216 | KEMS41 | 400 | b |  | TRUE | 0.95 | 1.05
217 | FRIS4D | 400 | b |  | TRUE | 0.95 | 1.05
218 | BRIN41 | 400 | b |  | TRUE | 0.95 | 1.05
219 | KEAD4D | 400 | b |  | TRUE | 0.95 | 1.05
220 | COTT42 | 400 | b |  | TRUE | 0.95 | 1.05
221 | HAMB4B | 400 | b |  | TRUE | 0.95 | 1.05
222 | WEMA4A | 400 | b |  | TRUE | 0.95 | 1.05
223 | MANN41 | 400 | b |  | TRUE | 0.95 | 1.05
224 | STSB4A | 400 | b |  | TRUE | 0.95 | 1.05
225 | CELL41 | 400 | b |  | TRUE | 0.95 | 1.05
226 | MEDB4B | 400 | b |  | TRUE | 0.95 | 1.05
227 | KEAD42 | 400 | b |  | TRUE | 0.95 | 1.05
228 | SJOW41 | 400 | b |  | TRUE | 0.95 | 1.05
229 | GRAW42 | 400 | b |  | TRUE | 0.95 | 1.05
230 | CILF41 | 400 | b |  | TRUE | 0.95 | 1.05
231 | TWIN4A | 400 | b |  | TRUE | 0.95 | 1.05
232 | NORT41 | 400 | b |  | TRUE | 0.95 | 1.05
233 | MEDW41 | 400 | b |  | TRUE | 0.95 | 1.05
234 | WALP41 | 400 | b |  | TRUE | 0.95 | 1.05
235 | BRWA4D | 400 | b |  | TRUE | 0.95 | 1.05
236 | IMPP41 | 400 | b |  | TRUE | 0.95 | 1.05
237 | WBUR41 | 400 | b |  | TRUE | 0.95 | 1.05
238 | ECLA41 | 400 | b |  | TRUE | 0.95 | 1.05
239 | DAMC41 | 400 | b |  | TRUE | 0.95 | 1.05
240 | NECT4A | 400 | b |  | TRUE | 0.95 | 1.05
241 | BRWA4A | 400 | b |  | TRUE | 0.95 | 1.05
242 | KINO41 | 400 | b |  | TRUE | 0.95 | 1.05
243 | SUND42 | 400 | b |  | TRUE | 0.95 | 1.05
244 | STEW41 | 400 | b |  | TRUE | 0.95 | 1.05
245 | HUTT42 | 400 | b |  | TRUE | 0.95 | 1.05
246 | THTO41 | 400 | b |  | TRUE | 0.95 | 1.05
247 | SUND41 | 400 | b |  | TRUE | 0.95 | 1.05
248 | TILB41 | 400 | b |  | TRUE | 0.95 | 1.05
249 | HAKB4- | 400 | b |  | TRUE | 0.95 | 1.05
250 | CARR4B | 400 | b |  | TRUE | 0.95 | 1.05
251 | NEWX4A | 400 | b |  | TRUE | 0.95 | 1.05
252 | DRAX42 | 400 | b |  | TRUE | 0.95 | 1.05
253 | HEYS41 | 400 | b |  | TRUE | 0.95 | 1.05
254 | NEWX4B | 400 | b |  | TRUE | 0.95 | 1.05
255 | CARR42 | 400 | b |  | TRUE | 0.95 | 1.05
256 | LACK41 | 400 | b |  | TRUE | 0.95 | 1.05
257 | FERR4A | 400 | b |  | TRUE | 0.95 | 1.05
258 | CHUE4B | 400 | b |  | TRUE | 0.95 | 1.05
259 | BENR41 | 400 | b |  | TRUE | 0.95 | 1.05
260 | KEAR41 | 400 | b |  | TRUE | 0.95 | 1.05
261 | TILB42 | 400 | b |  | TRUE | 0.95 | 1.05
262 | EXET41 | 400 | b |  | TRUE | 0.95 | 1.05
263 | POAB41 | 400 | b |  | TRUE | 0.95 | 1.05
264 | ELST41 | 400 | b |  | TRUE | 0.95 | 1.05
265 | EGGB41 | 400 | b |  | TRUE | 0.95 | 1.05
266 | BEDD4A | 400 | b |  | TRUE | 0.95 | 1.05
267 | TILB4A | 400 | b |  | TRUE | 0.95 | 1.05
268 | RYEH4B | 400 | b |  | TRUE | 0.95 | 1.05
269 | FLEE41 | 400 | b |  | TRUE | 0.95 | 1.05
270 | EASO4A | 400 | b |  | TRUE | 0.95 | 1.05
271 | SELL4E | 400 | b |  | TRUE | 0.95 | 1.05
272 | WTHU4A | 400 | b |  | TRUE | 0.95 | 1.05
273 | WWEY4A | 400 | b |  | TRUE | 0.95 | 1.05
274 | FRIN4B | 400 | b |  | TRUE | 0.95 | 1.05
275 | WHAM4A | 400 | b |  | TRUE | 0.95 | 1.05
276 | TREU4A | 400 | b |  | TRUE | 0.95 | 1.05
277 | WHAM4B | 400 | b |  | TRUE | 0.95 | 1.05
278 | MAWO41 | 400 | b |  | TRUE | 0.95 | 1.05
279 | PENI4A | 400 | b |  | TRUE | 0.95 | 1.05
280 | FRIS4C | 400 | b |  | TRUE | 0.95 | 1.05
281 | FROD41 | 400 | b |  | TRUE | 0.95 | 1.05
282 | TILB44 | 400 | b |  | TRUE | 0.95 | 1.05
283 | LHOR4B | 400 | b |  | TRUE | 0.95 | 1.05
284 | BRFO42 | 400 | b |  | TRUE | 0.95 | 1.05
285 | STAY41 | 400 | b |  | TRUE | 0.95 | 1.05
286 | RUGE41 | 400 | b |  | TRUE | 0.95 | 1.05
287 | HUTT41 | 400 | b |  | TRUE | 0.95 | 1.05
288 | WIMB41 | 400 | b |  | TRUE | 0.95 | 1.05
289 | SELL4F | 400 | b |  | TRUE | 0.95 | 1.05
290 | MARH41 | 400 | b |  | TRUE | 0.95 | 1.05
291 | PEMB41 | 400 | b |  | TRUE | 0.95 | 1.05
292 | BEDD4B | 400 | b |  | TRUE | 0.95 | 1.05
293 | BARK41 | 400 | b |  | TRUE | 0.95 | 1.05
294 | GRAW41 | 400 | b |  | TRUE | 0.95 | 1.05
295 | WBUR42 | 400 | b |  | TRUE | 0.95 | 1.05
296 | ROCH4A | 400 | b |  | TRUE | 0.95 | 1.05
297 | PENN4A | 400 | b |  | TRUE | 0.95 | 1.05
298 | GART4A | 400 | b |  | TRUE | 0.95 | 1.05
299 | RASS41 | 400 | b |  | TRUE | 0.95 | 1.05
300 | AXMI41 | 400 | b |  | TRUE | 0.95 | 1.05
301 | OSBA42 | 400 | b |  | TRUE | 0.95 | 1.05
302 | ENDE41 | 400 | b |  | TRUE | 0.95 | 1.05
303 | STSB4B | 400 | b |  | TRUE | 0.95 | 1.05
304 | BURW41 | 400 | b |  | TRUE | 0.95 | 1.05
305 | SHUR41 | 400 | b |  | TRUE | 0.95 | 1.05
306 | BRIM4C | 400 | b |  | TRUE | 0.95 | 1.05
307 | LITT41 | 400 | b |  | TRUE | 0.95 | 1.05
308 | PEWO4A | 400 | b |  | TRUE | 0.95 | 1.05
309 | DINO41 | 400 | b |  | TRUE | 0.95 | 1.05
310 | SHRE4B | 400 | b |  | TRUE | 0.95 | 1.05
311 | STWB4R | 400 | b |  | TRUE | 0.95 | 1.05
312 | PUDM41 | 400 | b |  | TRUE | 0.95 | 1.05
313 | ROWD4A | 400 | b |  | TRUE | 0.95 | 1.05
314 | WTHU4E | 400 | b |  | TRUE | 0.95 | 1.05
315 | FRIS41 | 400 | b |  | TRUE | 0.95 | 1.05
316 | SWAN42 | 400 | b |  | TRUE | 0.95 | 1.05
317 | KEAD43 | 400 | b |  | TRUE | 0.95 | 1.05
318 | TAUN42 | 400 | b |  | TRUE | 0.95 | 1.05
319 | BODE41 | 400 | b |  | TRUE | 0.95 | 1.05
320 | KEMS4A | 400 | b |  | TRUE | 0.95 | 1.05
321 | STOB41 | 400 | b |  | TRUE | 0.95 | 1.05
322 | OBST4A | 400 | b |  | TRUE | 0.95 | 1.05
323 | WHSO4A | 400 | b |  | TRUE | 0.95 | 1.05
324 | SAFO41 | 400 | b |  | TRUE | 0.95 | 1.05
325 | TREU4B | 400 | b |  | TRUE | 0.95 | 1.05
326 | HARK23 | 275 | b |  | TRUE | 0.95 | 1.05
327 | BRAW21 | 275 | b |  | TRUE | 0.95 | 1.05
328 | TOTT2A | 275 | b |  | TRUE | 0.95 | 1.05
329 | WHSO2B | 275 | b |  | TRUE | 0.95 | 1.05
330 | LALE21 | 275 | b |  | TRUE | 0.95 | 1.05
331 | USKM21 | 275 | b |  | TRUE | 0.95 | 1.05
332 | HAWP2A | 275 | b |  | TRUE | 0.95 | 1.05
333 | STAL21 | 275 | b |  | TRUE | 0.95 | 1.05
334 | CARR21 | 275 | b |  | TRUE | 0.95 | 1.05
335 | WISD21 | 275 | b |  | TRUE | 0.95 | 1.05
336 | CILF2A | 275 | b |  | TRUE | 0.95 | 1.05
337 | TADT2A | 275 | b |  | TRUE | 0.95 | 1.05
338 | WILT2C | 275 | b |  | TRUE | 0.95 | 1.05
339 | HACK2B | 275 | b |  | TRUE | 0.95 | 1.05
340 | WASF2A | 275 | b |  | TRUE | 0.95 | 1.05
341 | BRIN22 | 275 | b |  | TRUE | 0.95 | 1.05
342 | BLYT22 | 275 | b |  | TRUE | 0.95 | 1.05
343 | LACK2A | 275 | b |  | TRUE | 0.95 | 1.05
344 | USKM2A | 275 | b |  | TRUE | 0.95 | 1.05
345 | WHSO2A | 275 | b |  | TRUE | 0.95 | 1.05
346 | COWT2A | 275 | b |  | TRUE | 0.95 | 1.05
347 | BLYT23 | 275 | b |  | TRUE | 0.95 | 1.05
348 | GRSB21 | 275 | b |  | TRUE | 0.95 | 1.05
349 | PEWO2C | 275 | b |  | TRUE | 0.95 | 1.05
350 | THOM2A | 275 | b |  | TRUE | 0.95 | 1.05
351 | HACK2A | 275 | b |  | TRUE | 0.95 | 1.05
352 | BUSH21 | 275 | b |  | TRUE | 0.95 | 1.05
353 | FERR21 | 275 | b |  | TRUE | 0.95 | 1.05
354 | ELST22 | 275 | b |  | TRUE | 0.95 | 1.05
355 | WMEL21 | 275 | b |  | TRUE | 0.95 | 1.05
356 | CAPE21 | 275 | b |  | TRUE | 0.95 | 1.05
357 | ELLA21 | 275 | b |  | TRUE | 0.95 | 1.05
358 | HIGM21 | 275 | b |  | TRUE | 0.95 | 1.05
359 | UPPB21 | 275 | b |  | TRUE | 0.95 | 1.05
360 | BAGB21 | 275 | b |  | TRUE | 0.95 | 1.05
361 | HURS21 | 275 | b |  | TRUE | 0.95 | 1.05
362 | CHSI21 | 275 | b |  | TRUE | 0.95 | 1.05
363 | MILH2A | 275 | b |  | TRUE | 0.95 | 1.05
364 | TODP21 | 275 | b |  | TRUE | 0.95 | 1.05
365 | PEWO2A | 275 | b |  | TRUE | 0.95 | 1.05
366 | HINP21 | 275 | b |  | TRUE | 0.95 | 1.05
367 | IVER22 | 275 | b |  | TRUE | 0.95 | 1.05
368 | WIMB2A | 275 | b |  | TRUE | 0.95 | 1.05
369 | NHYD2A | 275 | b |  | TRUE | 0.95 | 1.05
370 | KEAR21 | 275 | b |  | TRUE | 0.95 | 1.05
371 | LACK2B | 275 | b |  | TRUE | 0.95 | 1.05
372 | NEWX21 | 275 | b |  | TRUE | 0.95 | 1.05
373 | FROD21 | 275 | b |  | TRUE | 0.95 | 1.05
374 | HARK24 | 275 | b |  | TRUE | 0.95 | 1.05
375 | BESW21 | 275 | b |  | TRUE | 0.95 | 1.05
376 | HINP22 | 275 | b |  | TRUE | 0.95 | 1.05
377 | FROD22 | 275 | b |  | TRUE | 0.95 | 1.05
378 | FFES21 | 275 | b |  | TRUE | 0.95 | 1.05
379 | UPPB22 | 275 | b |  | TRUE | 0.95 | 1.05
380 | SHEC21 | 275 | b |  | TRUE | 0.95 | 1.05
381 | TOTT2B | 275 | b |  | TRUE | 0.95 | 1.05
382 | OVER21 | 275 | b |  | TRUE | 0.95 | 1.05
383 | PEWO2B | 275 | b |  | TRUE | 0.95 | 1.05
384 | SAEN21 | 275 | b |  | TRUE | 0.95 | 1.05
385 | IVER21 | 275 | b |  | TRUE | 0.95 | 1.05
386 | MILH21 | 275 | b |  | TRUE | 0.95 | 1.05
387 | LITT2A | 275 | b |  | TRUE | 0.95 | 1.05
388 | EALI21 | 275 | b |  | TRUE | 0.95 | 1.05
389 | TEMP22 | 275 | b |  | TRUE | 0.95 | 1.05
390 | BARK22 | 275 | b |  | TRUE | 0.95 | 1.05
391 | TOTT22 | 275 | b |  | TRUE | 0.95 | 1.05
392 | TRAW21 | 275 | b |  | TRUE | 0.95 | 1.05
393 | TOTT24 | 275 | b |  | TRUE | 0.95 | 1.05
394 | NECH21 | 275 | b |  | TRUE | 0.95 | 1.05
395 | TINP22 | 275 | b |  | TRUE | 0.95 | 1.05
396 | HACK22 | 275 | b |  | TRUE | 0.95 | 1.05
397 | HARM21 | 275 | b |  | TRUE | 0.95 | 1.05
398 | MONF21 | 275 | b |  | TRUE | 0.95 | 1.05
399 | KIRK21 | 275 | b |  | TRUE | 0.95 | 1.05
400 | DUNG21 | 275 | b |  | TRUE | 0.95 | 1.05
401 | FERR22 | 275 | b |  | TRUE | 0.95 | 1.05
402 | BEDD22 | 275 | b |  | TRUE | 0.95 | 1.05
403 | WALX21 | 275 | b |  | TRUE | 0.95 | 1.05
404 | BRIN21 | 275 | b |  | TRUE | 0.95 | 1.05
405 | BRIM2A | 275 | b |  | TRUE | 0.95 | 1.05
406 | BRWA2B | 275 | b |  | TRUE | 0.95 | 1.05
407 | PENN21 | 275 | b |  | TRUE | 0.95 | 1.05
408 | HACK21 | 275 | b |  | TRUE | 0.95 | 1.05
409 | HEDO21 | 275 | b |  | TRUE | 0.95 | 1.05
410 | BRWA2A | 275 | b |  | TRUE | 0.95 | 1.05
411 | WIMB21 | 275 | b |  | TRUE | 0.95 | 1.05
412 | IVER2A | 275 | b |  | TRUE | 0.95 | 1.05
413 | SAES21 | 275 | b |  | TRUE | 0.95 | 1.05
414 | WILL21 | 275 | b |  | TRUE | 0.95 | 1.05
415 | REBR22 | 275 | b |  | TRUE | 0.95 | 1.05
416 | NORT21 | 275 | b |  | TRUE | 0.95 | 1.05
417 | SJOW21 | 275 | b |  | TRUE | 0.95 | 1.05
418 | WATS21 | 275 | b |  | TRUE | 0.95 | 1.05
419 | PYLE21 | 275 | b |  | TRUE | 0.95 | 1.05
420 | WIEN2A | 275 | b |  | TRUE | 0.95 | 1.05
421 | BRIM2C | 275 | b |  | TRUE | 0.95 | 1.05
422 | MILH2B | 275 | b |  | TRUE | 0.95 | 1.05
423 | PITS21 | 275 | b |  | TRUE | 0.95 | 1.05
424 | WILT2B | 275 | b |  | TRUE | 0.95 | 1.05
425 | BEDD21 | 275 | b |  | TRUE | 0.95 | 1.05
426 | THUR2A | 275 | b |  | TRUE | 0.95 | 1.05
427 | BRIM2B | 275 | b |  | TRUE | 0.95 | 1.05
428 | THUR21 | 275 | b |  | TRUE | 0.95 | 1.05
429 | SMAN21 | 275 | b |  | TRUE | 0.95 | 1.05
430 | SWAN21 | 275 | b |  | TRUE | 0.95 | 1.05
431 | FERR2A | 275 | b |  | TRUE | 0.95 | 1.05
432 | WALX22 | 275 | b |  | TRUE | 0.95 | 1.05
433 | TADT2B | 275 | b |  | TRUE | 0.95 | 1.05
434 | BRED21 | 275 | b |  | TRUE | 0.95 | 1.05
435 | TYNE21 | 275 | b |  | TRUE | 0.95 | 1.05
436 | HATL21 | 275 | b |  | TRUE | 0.95 | 1.05
437 | SSHI22 | 275 | b |  | TRUE | 0.95 | 1.05
438 | MONF22 | 275 | b |  | TRUE | 0.95 | 1.05
439 | NEEP21 | 275 | b |  | TRUE | 0.95 | 1.05
440 | USKM2B | 275 | b |  | TRUE | 0.95 | 1.05
441 | CARE21 | 275 | b |  | TRUE | 0.95 | 1.05
442 | REBR21 | 275 | b |  | TRUE | 0.95 | 1.05
443 | BIRK21 | 275 | b |  | TRUE | 0.95 | 1.05
444 | WHSO22 | 275 | b |  | TRUE | 0.95 | 1.05
445 | LACK21 | 275 | b |  | TRUE | 0.95 | 1.05
446 | MACC21 | 275 | b |  | TRUE | 0.95 | 1.05
447 | WATS22 | 275 | b |  | TRUE | 0.95 | 1.05
448 | HARK21 | 275 | b |  | TRUE | 0.95 | 1.05
449 | NHYD2B | 275 | b |  | TRUE | 0.95 | 1.05
450 | WASF2B | 275 | b |  | TRUE | 0.95 | 1.05
451 | WILT2A | 275 | b |  | TRUE | 0.95 | 1.05
452 | RAIN21 | 275 | b |  | TRUE | 0.95 | 1.05
453 | LITT2B | 275 | b |  | TRUE | 0.95 | 1.05
454 | COVE21 | 275 | b |  | TRUE | 0.95 | 1.05
455 | ABTH21 | 275 | b |  | TRUE | 0.95 | 1.05
456 | MAGA21 | 275 | b |  | TRUE | 0.95 | 1.05
457 | ELST21 | 275 | b |  | TRUE | 0.95 | 1.05
458 | CILF2B | 275 | b |  | TRUE | 0.95 | 1.05
459 | MELK2A | 275 | b |  | TRUE | 0.95 | 1.05
460 | SALH21 | 275 | b |  | TRUE | 0.95 | 1.05
461 | WILT2D | 275 | b |  | TRUE | 0.95 | 1.05
462 | HAMH2A | 275 | b |  | TRUE | 0.95 | 1.05
463 | MELK2B | 275 | b |  | TRUE | 0.95 | 1.05
464 | WALX2B | 275 | b |  | TRUE | 0.95 | 1.05
465 | BUST21 | 275 | b |  | TRUE | 0.95 | 1.05
466 | TOTT23 | 275 | b |  | TRUE | 0.95 | 1.05
467 | THOM21 | 275 | b |  | TRUE | 0.95 | 1.05
468 | DRAK21 | 275 | b |  | TRUE | 0.95 | 1.05
469 | JORD21 | 275 | b |  | TRUE | 0.95 | 1.05
470 | BISW21 | 275 | b |  | TRUE | 0.95 | 1.05
471 | WALX2A | 275 | b |  | TRUE | 0.95 | 1.05
472 | LISD21 | 275 | b |  | TRUE | 0.95 | 1.05
473 | GRSA21 | 275 | b |  | TRUE | 0.95 | 1.05
474 | WIEN2B | 275 | b |  | TRUE | 0.95 | 1.05
475 | OCKH2A | 275 | b |  | TRUE | 0.95 | 1.05
476 | TILB21 | 275 | b |  | TRUE | 0.95 | 1.05
477 | ALDW21 | 275 | b |  | TRUE | 0.95 | 1.05
478 | BEDD23 | 275 | b |  | TRUE | 0.95 | 1.05
479 | TINP21 | 275 | b |  | TRUE | 0.95 | 1.05
480 | STEW21 | 275 | b |  | TRUE | 0.95 | 1.05
481 | FERR23 | 275 | b |  | TRUE | 0.95 | 1.05
482 | CREB22 | 275 | b |  | TRUE | 0.95 | 1.05
483 | WWEY22 | 275 | b |  | TRUE | 0.95 | 1.05
484 | WBOL21 | 275 | b |  | TRUE | 0.95 | 1.05
485 | FERR2B | 275 | b |  | TRUE | 0.95 | 1.05
486 | KNAR21 | 275 | b |  | TRUE | 0.95 | 1.05
487 | WIBA21 | 275 | b |  | TRUE | 0.95 | 1.05
488 | SWAN22 | 275 | b |  | TRUE | 0.95 | 1.05
489 | NORL2A | 275 | b |  | TRUE | 0.95 | 1.05
490 | TYNE2A | 275 | b |  | TRUE | 0.95 | 1.05
491 | ROCH21 | 275 | b |  | TRUE | 0.95 | 1.05
492 | CREB2B | 275 | b |  | TRUE | 0.95 | 1.05
493 | BLYT21 | 275 | b |  | TRUE | 0.95 | 1.05
494 | LISD2A | 275 | b |  | TRUE | 0.95 | 1.05
495 | MONF2B | 275 | b |  | TRUE | 0.95 | 1.05
496 | WARL21 | 275 | b |  | TRUE | 0.95 | 1.05
497 | LACK2C | 275 | b |  | TRUE | 0.95 | 1.05
498 | RATS2A | 275 | b |  | TRUE | 0.95 | 1.05
499 | BARK21 | 275 | b |  | TRUE | 0.95 | 1.05
500 | NORL2B | 275 | b |  | TRUE | 0.95 | 1.05
501 | FOUR21 | 275 | b |  | TRUE | 0.95 | 1.05
502 | POPP21 | 275 | b |  | TRUE | 0.95 | 1.05
503 | WHGA21 | 275 | b |  | TRUE | 0.95 | 1.05
504 | KIBY21 | 275 | b |  | TRUE | 0.95 | 1.05
505 | MONF2A | 275 | b |  | TRUE | 0.95 | 1.05
506 | WWEY21 | 275 | b |  | TRUE | 0.95 | 1.05
507 | PEWO2D | 275 | b |  | TRUE | 0.95 | 1.05
508 | TREM21 | 275 | b |  | TRUE | 0.95 | 1.05
509 | WHSO21 | 275 | b |  | TRUE | 0.95 | 1.05
510 | TOTT21 | 275 | b |  | TRUE | 0.95 | 1.05
511 | SSHI21 | 275 | b |  | TRUE | 0.95 | 1.05
512 | WISD2A | 275 | b |  | TRUE | 0.95 | 1.05
513 | CREB21 | 275 | b |  | TRUE | 0.95 | 1.05
514 | OLDB21 | 275 | b |  | TRUE | 0.95 | 1.05
515 | OFFE21 | 275 | b |  | TRUE | 0.95 | 1.05
516 | WWEY2A | 275 | b |  | TRUE | 0.95 | 1.05
517 | FECK21 | 275 | b |  | TRUE | 0.95 | 1.05
518 | FIDF21 | 275 | b |  | TRUE | 0.95 | 1.05
519 | HAWP21 | 275 | b |  | TRUE | 0.95 | 1.05
520 | FFES22 | 275 | b |  | TRUE | 0.95 | 1.05
521 | SKLG21 | 275 | b |  | TRUE | 0.95 | 1.05
522 | KIRK2A | 275 | b |  | TRUE | 0.95 | 1.05
523 | TEMP21 | 275 | b |  | TRUE | 0.95 | 1.05
524 | OLDB2A | 275 | b |  | TRUE | 0.95 | 1.05
525 | BRIM2D | 275 | b |  | TRUE | 0.95 | 1.05
526 | KITW21 | 275 | b |  | TRUE | 0.95 | 1.05
527 | IROA21 | 275 | b |  | TRUE | 0.95 | 1.05
528 | CREB2A | 275 | b |  | TRUE | 0.95 | 1.05
529 | CHTE21 | 275 | b |  | TRUE | 0.95 | 1.05
530 | OCKH21 | 275 | b |  | TRUE | 0.95 | 1.05
531 | GRIW12 | 132 | b |  | TRUE | 0.95 | 1.05
532 | GREN11 | 132 | b |  | TRUE | 0.95 | 1.05
533 | CHSI1B | 132 | b |  | TRUE | 0.95 | 1.05
534 | CITR11 | 132 | b |  | TRUE | 0.95 | 1.05
535 | RAYM11 | 132 | b |  | TRUE | 0.95 | 1.05
536 | TYNE11 | 132 | b |  | TRUE | 0.95 | 1.05
537 | MELK11 | 132 | b |  | TRUE | 0.95 | 1.05
538 | BUSH11 | 132 | b |  | TRUE | 0.95 | 1.05
539 | CARE11 | 132 | b |  | TRUE | 0.95 | 1.05
540 | CAPE1B | 132 | b |  | TRUE | 0.95 | 1.05
541 | SEAB11 | 132 | b |  | TRUE | 0.95 | 1.05
542 | BICF11 | 132 | b |  | TRUE | 0.95 | 1.05
543 | IRON12 | 132 | b |  | TRUE | 0.95 | 1.05
544 | SMAN12 | 132 | b |  | TRUE | 0.95 | 1.05
545 | UPPB11 | 132 | b |  | TRUE | 0.95 | 1.05
546 | HUTT11 | 132 | b |  | TRUE | 0.95 | 1.05
547 | LEIS11 | 132 | b |  | TRUE | 0.95 | 1.05
548 | LITB11 | 132 | b |  | TRUE | 0.95 | 1.05
549 | LISD11 | 132 | b |  | TRUE | 0.95 | 1.05
550 | EASO11 | 132 | b |  | TRUE | 0.95 | 1.05
551 | TOTT12 | 132 | b |  | TRUE | 0.95 | 1.05
552 | IROA13 | 132 | b |  | TRUE | 0.95 | 1.05
553 | BRFO11 | 132 | b |  | TRUE | 0.95 | 1.05
554 | NORM12 | 132 | b |  | TRUE | 0.95 | 1.05
555 | WATS11 | 132 | b |  | TRUE | 0.95 | 1.05
556 | KIBY11 | 132 | b |  | TRUE | 0.95 | 1.05
557 | COVE12 | 132 | b |  | TRUE | 0.95 | 1.05
558 | ABTH13 | 132 | b |  | TRUE | 0.95 | 1.05
559 | RATS11 | 132 | b |  | TRUE | 0.95 | 1.05
560 | WHAM12 | 132 | b |  | TRUE | 0.95 | 1.05
561 | BRFO12 | 132 | b |  | TRUE | 0.95 | 1.05
562 | INCE11 | 132 | b |  | TRUE | 0.95 | 1.05
563 | FAWL11 | 132 | b |  | TRUE | 0.95 | 1.05
564 | BRED11 | 132 | b |  | TRUE | 0.95 | 1.05
565 | WYMO11 | 132 | b |  | TRUE | 0.95 | 1.05
566 | BLYT1A | 132 | b |  | TRUE | 0.95 | 1.05
567 | HAMH1B | 132 | b |  | TRUE | 0.95 | 1.05
568 | MANN11 | 132 | b |  | TRUE | 0.95 | 1.05
569 | NOTR11 | 132 | b |  | TRUE | 0.95 | 1.05
570 | NORM11 | 132 | b |  | TRUE | 0.95 | 1.05
571 | ELST11 | 132 | b |  | TRUE | 0.95 | 1.05
572 | CAMA11 | 132 | b |  | TRUE | 0.95 | 1.05
573 | FLEE11 | 132 | b |  | TRUE | 0.95 | 1.05
574 | TWIN11 | 132 | b |  | TRUE | 0.95 | 1.05
575 | LITT11 | 132 | b |  | TRUE | 0.95 | 1.05
576 | ECLA12 | 132 | b |  | TRUE | 0.95 | 1.05
577 | SJOW13 | 132 | b |  | TRUE | 0.95 | 1.05
578 | SAEN11 | 132 | b |  | TRUE | 0.95 | 1.05
579 | COVE11 | 132 | b |  | TRUE | 0.95 | 1.05
580 | CONQ12 | 132 | b |  | TRUE | 0.95 | 1.05
581 | TILB13 | 132 | b |  | TRUE | 0.95 | 1.05
582 | ENDE11 | 132 | b |  | TRUE | 0.95 | 1.05
583 | DRAK11 | 132 | b |  | TRUE | 0.95 | 1.05
584 | STES11 | 132 | b |  | TRUE | 0.95 | 1.05
585 | ROCH12 | 132 | b |  | TRUE | 0.95 | 1.05
586 | IRON11 | 132 | b |  | TRUE | 0.95 | 1.05
587 | DRAX11 | 132 | b |  | TRUE | 0.95 | 1.05
588 | HEND11 | 132 | b |  | TRUE | 0.95 | 1.05
589 | IROA12 | 132 | b |  | TRUE | 0.95 | 1.05
590 | HARK11 | 132 | b |  | TRUE | 0.95 | 1.05
591 | RASS11 | 132 | b |  | TRUE | 0.95 | 1.05
592 | SIZE1A | 132 | b |  | TRUE | 0.95 | 1.05
593 | MILH11 | 132 | b |  | TRUE | 0.95 | 1.05
594 | LHOR11 | 132 | b |  | TRUE | 0.95 | 1.05
595 | LEGA11 | 132 | b |  | TRUE | 0.95 | 1.05
596 | ABHA11 | 132 | b |  | TRUE | 0.95 | 1.05
597 | WMEL11 | 132 | b |  | TRUE | 0.95 | 1.05
598 | PELH12 | 132 | b |  | TRUE | 0.95 | 1.05
599 | STAL11 | 132 | b |  | TRUE | 0.95 | 1.05
600 | FIDF12 | 132 | b |  | TRUE | 0.95 | 1.05
601 | FOUX11 | 132 | b |  | TRUE | 0.95 | 1.05
602 | WIEN11 | 132 | b |  | TRUE | 0.95 | 1.05
603 | NFLE11 | 132 | b |  | TRUE | 0.95 | 1.05
604 | BRWA11 | 132 | b |  | TRUE | 0.95 | 1.05
605 | WHGA11 | 132 | b |  | TRUE | 0.95 | 1.05
606 | SJOW12 | 132 | b |  | TRUE | 0.95 | 1.05
607 | BRLE13 | 132 | b |  | TRUE | 0.95 | 1.05
608 | NECH12 | 132 | b |  | TRUE | 0.95 | 1.05
609 | WALP11 | 132 | b |  | TRUE | 0.95 | 1.05
610 | OCKH11 | 132 | b |  | TRUE | 0.95 | 1.05
611 | CANT13 | 132 | b |  | TRUE | 0.95 | 1.05
612 | TOTT11 | 132 | b |  | TRUE | 0.95 | 1.05
613 | WISD11 | 132 | b |  | TRUE | 0.95 | 1.05
614 | HARK13 | 132 | b |  | TRUE | 0.95 | 1.05
615 | FIDF11 | 132 | b |  | TRUE | 0.95 | 1.05
616 | MITY12 | 132 | b |  | TRUE | 0.95 | 1.05
617 | AMEM11 | 132 | b |  | TRUE | 0.95 | 1.05
618 | INDQ11 | 132 | b |  | TRUE | 0.95 | 1.05
619 | FROD11 | 132 | b |  | TRUE | 0.95 | 1.05
620 | TILB12 | 132 | b |  | TRUE | 0.95 | 1.05
621 | NECH11 | 132 | b |  | TRUE | 0.95 | 1.05
622 | BURW11 | 132 | b |  | TRUE | 0.95 | 1.05
623 | NURS11 | 132 | b |  | TRUE | 0.95 | 1.05
624 | EXET11 | 132 | b |  | TRUE | 0.95 | 1.05
625 | BESW11 | 132 | b |  | TRUE | 0.95 | 1.05
626 | NORM1B | 132 | b |  | TRUE | 0.95 | 1.05
627 | WBUR12 | 132 | b |  | TRUE | 0.95 | 1.05
628 | RYEH13 | 132 | b |  | TRUE | 0.95 | 1.05
629 | BOTW11 | 132 | b |  | TRUE | 0.95 | 1.05
630 | HARK12 | 132 | b |  | TRUE | 0.95 | 1.05
631 | SELL13 | 132 | b |  | TRUE | 0.95 | 1.05
632 | BRLE1A | 132 | b |  | TRUE | 0.95 | 1.05
633 | WBUR11 | 132 | b |  | TRUE | 0.95 | 1.05
634 | LALE11 | 132 | b |  | TRUE | 0.95 | 1.05
635 | PYLE11 | 132 | b |  | TRUE | 0.95 | 1.05
636 | ELST13 | 132 | b |  | TRUE | 0.95 | 1.05
637 | WASF1B | 132 | b |  | TRUE | 0.95 | 1.05
638 | USKM12 | 132 | b |  | TRUE | 0.95 | 1.05
639 | BRAW11 | 132 | b |  | TRUE | 0.95 | 1.05
640 | PEMB11 | 132 | b |  | TRUE | 0.95 | 1.05
641 | WIMB12 | 132 | b |  | TRUE | 0.95 | 1.05
642 | CELL12 | 132 | b |  | TRUE | 0.95 | 1.05
643 | EASO12 | 132 | b |  | TRUE | 0.95 | 1.05
644 | PENE11 | 132 | b |  | TRUE | 0.95 | 1.05
645 | ROCH11 | 132 | b |  | TRUE | 0.95 | 1.05
646 | CHIC11 | 132 | b |  | TRUE | 0.95 | 1.05
647 | RYEH12 | 132 | b |  | TRUE | 0.95 | 1.05
648 | TRAW11 | 132 | b |  | TRUE | 0.95 | 1.05
649 | KEAD11 | 132 | b |  | TRUE | 0.95 | 1.05
650 | NOTR12 | 132 | b |  | TRUE | 0.95 | 1.05
651 | BUST11 | 132 | b |  | TRUE | 0.95 | 1.05
652 | PENW11 | 132 | b |  | TRUE | 0.95 | 1.05
653 | KEAR11 | 132 | b |  | TRUE | 0.95 | 1.05
654 | ABTH12 | 132 | b |  | TRUE | 0.95 | 1.05
655 | AXMI11 | 132 | b |  | TRUE | 0.95 | 1.05
656 | PORH11 | 132 | b |  | TRUE | 0.95 | 1.05
657 | PADI11 | 132 | b |  | TRUE | 0.95 | 1.05
658 | ELST12 | 132 | b |  | TRUE | 0.95 | 1.05
659 | BRLE11 | 132 | b |  | TRUE | 0.95 | 1.05
660 | CHSI1A | 132 | b |  | TRUE | 0.95 | 1.05
661 | BRIM11 | 132 | b |  | TRUE | 0.95 | 1.05
662 | BRLE12 | 132 | b |  | TRUE | 0.95 | 1.05
663 | ABTH11 | 132 | b |  | TRUE | 0.95 | 1.05
664 | WMEL12 | 132 | b |  | TRUE | 0.95 | 1.05
665 | SWAN12 | 132 | b |  | TRUE | 0.95 | 1.05
666 | KITW11 | 132 | b |  | TRUE | 0.95 | 1.05
667 | TILB14 | 132 | b |  | TRUE | 0.95 | 1.05
668 | CONQ11 | 132 | b |  | TRUE | 0.95 | 1.05
669 | CHTE11 | 132 | b |  | TRUE | 0.95 | 1.05
670 | ELLA11 | 132 | b |  | TRUE | 0.95 | 1.05
671 | GRAI11 | 132 | b |  | TRUE | 0.95 | 1.05
672 | SHRE11 | 132 | b |  | TRUE | 0.95 | 1.05
673 | PERH11 | 132 | b |  | TRUE | 0.95 | 1.05
674 | LOVE12 | 132 | b |  | TRUE | 0.95 | 1.05
675 | COWL12 | 132 | b |  | TRUE | 0.95 | 1.05
676 | NFLE12 | 132 | b |  | TRUE | 0.95 | 1.05
677 | KIRK11 | 132 | b |  | TRUE | 0.95 | 1.05
678 | PENT11 | 132 | b |  | TRUE | 0.95 | 1.05
679 | CITR12 | 132 | b |  | TRUE | 0.95 | 1.05
680 | NEWX11 | 132 | b |  | TRUE | 0.95 | 1.05
681 | STYC12 | 132 | b |  | TRUE | 0.95 | 1.05
682 | WHAM11 | 132 | b |  | TRUE | 0.95 | 1.05
683 | IRON13 | 132 | b |  | TRUE | 0.95 | 1.05
684 | CAPE1A | 132 | b |  | TRUE | 0.95 | 1.05
685 | USKM11 | 132 | b |  | TRUE | 0.95 | 1.05
686 | WATS12 | 132 | b |  | TRUE | 0.95 | 1.05
687 | SMAN11 | 132 | b |  | TRUE | 0.95 | 1.05
688 | HEYS11 | 132 | b |  | TRUE | 0.95 | 1.05
689 | STAH11 | 132 | b |  | TRUE | 0.95 | 1.05
690 | WIMB11 | 132 | b |  | TRUE | 0.95 | 1.05
691 | WYLF11 | 132 | b |  | TRUE | 0.95 | 1.05
692 | CELL11 | 132 | b |  | TRUE | 0.95 | 1.05
693 | NINF11 | 132 | b |  | TRUE | 0.95 | 1.05
694 | WWEY11 | 132 | b |  | TRUE | 0.95 | 1.05
695 | OSBA11 | 132 | b |  | TRUE | 0.95 | 1.05
696 | SHEE11 | 132 | b |  | TRUE | 0.95 | 1.05
697 | CANT14 | 132 | b |  | TRUE | 0.95 | 1.05
698 | BLYT1B | 132 | b |  | TRUE | 0.95 | 1.05
699 | SKLG11 | 132 | b |  | TRUE | 0.95 | 1.05
700 | OLDS12 | 132 | b |  | TRUE | 0.95 | 1.05
701 | BRAI11 | 132 | b |  | TRUE | 0.95 | 1.05
702 | BEDT1A | 132 | b |  | TRUE | 0.95 | 1.05
703 | RATS12 | 132 | b |  | TRUE | 0.95 | 1.05
704 | ROCK1A | 132 | b |  | TRUE | 0.95 | 1.05
705 | SIZE11 | 132 | b |  | TRUE | 0.95 | 1.05
706 | GREN12 | 132 | b |  | TRUE | 0.95 | 1.05
707 | HURS1B | 132 | b |  | TRUE | 0.95 | 1.05
708 | HARG11 | 132 | b |  | TRUE | 0.95 | 1.05
709 | SWAN11 | 132 | b |  | TRUE | 0.95 | 1.05
710 | BOLN11 | 132 | b |  | TRUE | 0.95 | 1.05
711 | STYC11 | 132 | b |  | TRUE | 0.95 | 1.05
712 | SIZE1B | 132 | b |  | TRUE | 0.95 | 1.05
713 | CARR11 | 132 | b |  | TRUE | 0.95 | 1.05
714 | BOLN12 | 132 | b |  | TRUE | 0.95 | 1.05
715 | BESW12 | 132 | b |  | TRUE | 0.95 | 1.05
716 | WARL11 | 132 | b |  | TRUE | 0.95 | 1.05
717 | STOB11 | 132 | b |  | TRUE | 0.95 | 1.05
718 | HACK11 | 132 | b |  | TRUE | 0.95 | 1.05
719 | GRIW11 | 132 | b |  | TRUE | 0.95 | 1.05
720 | TILB11 | 132 | b |  | TRUE | 0.95 | 1.05
721 | OLDB11 | 132 | b |  | TRUE | 0.95 | 1.05
722 | WILL12 | 132 | b |  | TRUE | 0.95 | 1.05
723 | STEN11 | 132 | b |  | TRUE | 0.95 | 1.05
724 | CARR12 | 132 | b |  | TRUE | 0.95 | 1.05
725 | ISLI11 | 132 | b |  | TRUE | 0.95 | 1.05
726 | WWEY12 | 132 | b |  | TRUE | 0.95 | 1.05
727 | PENN11 | 132 | b |  | TRUE | 0.95 | 1.05
728 | NORM1A | 132 | b |  | TRUE | 0.95 | 1.05
729 | RAIN12 | 132 | b |  | TRUE | 0.95 | 1.05
730 | LEMR11 | 132 | b |  | TRUE | 0.95 | 1.05
731 | PELH11 | 132 | b |  | TRUE | 0.95 | 1.05
732 | JUNV1- | 132 | b |  | TRUE | 0.95 | 1.05
733 | KNAR11 | 132 | b |  | TRUE | 0.95 | 1.05
734 | SUND11 | 132 | b |  | TRUE | 0.95 | 1.05
735 | ALVE11 | 132 | b |  | TRUE | 0.95 | 1.05
736 | HURS1D | 132 | b |  | TRUE | 0.95 | 1.05
737 | MITY11 | 132 | b |  | TRUE | 0.95 | 1.05
738 | BRLE14 | 132 | b |  | TRUE | 0.95 | 1.05
739 | ECLA11 | 132 | b |  | TRUE | 0.95 | 1.05
740 | HAKB1- | 132 | b |  | TRUE | 0.95 | 1.05
741 | RAIN11 | 132 | b |  | TRUE | 0.95 | 1.05
742 | BRLE1B | 132 | b |  | TRUE | 0.95 | 1.05
743 | KINO11 | 132 | b |  | TRUE | 0.95 | 1.05
744 | LOVE11 | 132 | b |  | TRUE | 0.95 | 1.05
745 | FLEE12 | 132 | b |  | TRUE | 0.95 | 1.05
746 | SIZE12 | 132 | b |  | TRUE | 0.95 | 1.05
747 | CREB12 | 132 | b |  | TRUE | 0.95 | 1.05
748 | SELL12 | 132 | b |  | TRUE | 0.95 | 1.05
749 | HAMH1A | 132 | b |  | TRUE | 0.95 | 1.05
750 | SASA11 | 132 | b |  | TRUE | 0.95 | 1.05
751 | BENR11 | 132 | b |  | TRUE | 0.95 | 1.05
752 | CREB11 | 132 | b |  | TRUE | 0.95 | 1.05
753 | NORT11 | 132 | b |  | TRUE | 0.95 | 1.05
754 | LAND11 | 132 | b |  | TRUE | 0.95 | 1.05
755 | BISW11 | 132 | b |  | TRUE | 0.95 | 1.05
756 | BEDD11 | 132 | b |  | TRUE | 0.95 | 1.05
757 | ABHA12 | 132 | b |  | TRUE | 0.95 | 1.05
758 | RYEH11 | 132 | b |  | TRUE | 0.95 | 1.05
759 | BEDT1B | 132 | b |  | TRUE | 0.95 | 1.05
760 | SAFO11 | 132 | b |  | TRUE | 0.95 | 1.05
761 | IVER11 | 132 | b |  | TRUE | 0.95 | 1.05
762 | CAPE11 | 132 | b |  | TRUE | 0.95 | 1.05
763 | CAMA12 | 132 | b |  | TRUE | 0.95 | 1.05
764 | TAUN11 | 132 | b |  | TRUE | 0.95 | 1.05
765 | ELLA12 | 132 | b |  | TRUE | 0.95 | 1.05
766 | IROA11 | 132 | b |  | TRUE | 0.95 | 1.05
767 | BIRK11 | 132 | b |  | TRUE | 0.95 | 1.05
768 | CHSI11 | 132 | b |  | TRUE | 0.95 | 1.05
769 | CHTE12 | 132 | b |  | TRUE | 0.95 | 1.05
770 | BRAW12 | 132 | b |  | TRUE | 0.95 | 1.05
771 | BEDD12 | 132 | b |  | TRUE | 0.95 | 1.05
772 | SPEN11 | 132 | b |  | TRUE | 0.95 | 1.05
773 | FERR11 | 132 | b |  | TRUE | 0.95 | 1.05
774 | SJOW11 | 132 | b |  | TRUE | 0.95 | 1.05
775 | COWL11 | 132 | b |  | TRUE | 0.95 | 1.05
776 | SELL11 | 132 | b |  | TRUE | 0.95 | 1.05
777 | RUGE11 | 132 | b |  | TRUE | 0.95 | 1.05
778 | KEMS11 | 132 | b |  | TRUE | 0.95 | 1.05
779 | SALH11 | 132 | b |  | TRUE | 0.95 | 1.05
780 | CONQ13 | 132 | b |  | TRUE | 0.95 | 1.05
781 | BARK11 | 132 | b |  | TRUE | 0.95 | 1.05
782 | WASF1A | 132 | b |  | TRUE | 0.95 | 1.05
783 | MILH12 | 132 | b |  | TRUE | 0.95 | 1.05
784 | RICH11 | 132 | b |  | TRUE | 0.95 | 1.05
785 | NINF12 | 132 | b |  | TRUE | 0.95 | 1.05
786 | WILL11 | 132 | b |  | TRUE | 0.95 | 1.05
787 | HURS1C | 132 | b |  | TRUE | 0.95 | 1.05
788 | NEWX61 | 66 | b |  | TRUE | 0.95 | 1.05
789 | NEWX62 | 66 | b |  | TRUE | 0.95 | 1.05
790 | THOM61 | 66 | b |  | TRUE | 0.95 | 1.05
791 | HACK61 | 66 | b |  | TRUE | 0.95 | 1.05
792 | EALI61 | 66 | b |  | TRUE | 0.95 | 1.05
793 | WISD61 | 66 | b |  | TRUE | 0.95 | 1.05
794 | WBOL61 | 66 | b |  | TRUE | 0.95 | 1.05
795 | GRAN61 | 66 | b |  | TRUE | 0.95 | 1.05
796 | IVER61 | 66 | b |  | TRUE | 0.95 | 1.05
797 | GRTO61 | 66 | b |  | TRUE | 0.95 | 1.05
798 | FECK61 | 66 | b |  | TRUE | 0.95 | 1.05
799 | HARM61 | 66 | b |  | TRUE | 0.95 | 1.05
800 | LODR61 | 66 | b |  | TRUE | 0.95 | 1.05
801 | BLYT61 | 66 | b |  | TRUE | 0.95 | 1.05
802 | THUR61 | 66 | b |  | TRUE | 0.95 | 1.05
803 | HAWP61 | 66 | b |  | TRUE | 0.95 | 1.05
804 | TODP61 | 66 | b |  | TRUE | 0.95 | 1.05
805 | CAML61 | 66 | b |  | TRUE | 0.95 | 1.05
806 | GRST61 | 66 | b |  | TRUE | 0.95 | 1.05
807 | FERR61 | 66 | b |  | TRUE | 0.95 | 1.05
808 | LODR62 | 66 | b |  | TRUE | 0.95 | 1.05
809 | LACK61 | 66 | b |  | TRUE | 0.95 | 1.05
810 | NHYD61 | 66 | b |  | TRUE | 0.95 | 1.05
811 | WTHU31 | 33 | b |  | TRUE | 0.95 | 1.05
812 | TINP31 | 33 | b |  | TRUE | 0.95 | 1.05
813 | OFFE31 | 33 | b |  | TRUE | 0.95 | 1.05
814 | REBR32 | 33 | b |  | TRUE | 0.95 | 1.05
815 | ALST32 | 33 | b |  | TRUE | 0.95 | 1.05
816 | PITS31 | 33 | b |  | TRUE | 0.95 | 1.05
817 | PITS32 | 33 | b |  | TRUE | 0.95 | 1.05
818 | ALDW32 | 33 | b |  | TRUE | 0.95 | 1.05
819 | SUND31 | 33 | b |  | TRUE | 0.95 | 1.05
820 | TINP32 | 33 | b |  | TRUE | 0.95 | 1.05
821 | KEAR31 | 33 | b |  | TRUE | 0.95 | 1.05
822 | IMPP31 | 33 | b |  | TRUE | 0.95 | 1.05
823 | TREM31 | 33 | b |  | TRUE | 0.95 | 1.05
824 | POPP31 | 33 | b |  | TRUE | 0.95 | 1.05
825 | OFFE32 | 33 | b |  | TRUE | 0.95 | 1.05
826 | BARW32 | 33 | b |  | TRUE | 0.95 | 1.05
827 | WHSO31 | 33 | b |  | TRUE | 0.95 | 1.05
828 | WHSO32 | 33 | b |  | TRUE | 0.95 | 1.05
829 | FOUR31 | 33 | b |  | TRUE | 0.95 | 1.05
830 | HUMR31 | 33 | b |  | TRUE | 0.95 | 1.05
831 | SHEC31 | 33 | b |  | TRUE | 0.95 | 1.05
832 | WIBA31 | 33 | b |  | TRUE | 0.95 | 1.05
833 | TEMP31 | 33 | b |  | TRUE | 0.95 | 1.05
834 | NORL31 | 33 | b |  | TRUE | 0.95 | 1.05
835 | JORD31 | 33 | b |  | TRUE | 0.95 | 1.05
836 | MILP31 | 33 | b |  | TRUE | 0.95 | 1.05
837 | LALE31 | 33 | b |  | TRUE | 0.95 | 1.05
838 | BARW31 | 33 | b |  | TRUE | 0.95 | 1.05
839 | SSHI31 | 33 | b |  | TRUE | 0.95 | 1.05
840 | UPPB31 | 33 | b |  | TRUE | 0.95 | 1.05
841 | REBR31 | 33 | b |  | TRUE | 0.95 | 1.05
842 | MACC31 | 33 | b |  | TRUE | 0.95 | 1.05
843 | ALDW31 | 33 | b |  | TRUE | 0.95 | 1.05
844 | NEEP31 | 33 | b |  | TRUE | 0.95 | 1.05
845 | ALST31 | 33 | b |  | TRUE | 0.95 | 1.05
846 | HUTT71 | 25 | b |  | TRUE | 0.95 | 1.05
847 | WEAV71 | 25 | b |  | TRUE | 0.95 | 1.05
848 | TYNE51 | 11 | b |  | TRUE | 0.95 | 1.05

## load
| name | bus | p_mw | q_mvar | const_z_percent | const_i_percent | sn_mva | scaling | in_service | type
0 | ABHA4A (Demand) | 92 | 220 | -22 | 0 | 0 |  | 1 | TRUE | wye
1 | ABHA4B (Demand) | 101 | 377 | -37.7 | 0 | 0 |  | 1 | TRUE | wye
2 | ABTH20 (Demand) | 663 | 82 | -8.2 | 0 | 0 |  | 1 | TRUE | wye
3 | ALDW20 (Demand) | 843 | 7 | -0.7 | 0 | 0 |  | 1 | TRUE | wye
4 | ALVE4A (Demand) | 207 | -21 | 2.1 | 0 | 0 |  | 1 | TRUE | wye
5 | ALVE4B (Demand) | 67 | 19 | -1.9 | 0 | 0 |  | 1 | TRUE | wye
6 | AMEM4A_EPN (Demand) | 15 | 80 | -8 | 0 | 0 |  | 1 | TRUE | wye
7 | AMEM4A_SEP (Demand) | 15 | 15 | -1.5 | 0 | 0 |  | 1 | TRUE | wye
8 | AMEM4B_EPN (Demand) | 16 | 259 | -25.9 | 0 | 0 |  | 1 | TRUE | wye
9 | AMEM4B_SEP (Demand) | 16 | 150 | -15 | 0 | 0 |  | 1 | TRUE | wye
10 | AXMI40_SEP (Demand) | 655 | 42 | -4.2 | 0 | 0 |  | 1 | TRUE | wye
11 | AXMI40_WPD (Demand) | 655 | 9 | -0.9 | 0 | 0 |  | 1 | TRUE | wye
12 | BARK20_EPN (Demand) | 781 | 82 | -8.2 | 0 | 0 |  | 1 | TRUE | wye
13 | BARK20_LPN (Demand) | 781 | 310 | -31 | 0 | 0 |  | 1 | TRUE | wye
14 | BEDD20_LPN (Demand) | 771 | 728 | -72.8 | 0 | 0 |  | 1 | TRUE | wye
15 | BEDD20_SPN (Demand) | 771 | 16 | -1.6 | 0 | 0 |  | 1 | TRUE | wye
16 | BESW20 (Demand) | 715 | 33 | -3.3 | 0 | 0 |  | 1 | TRUE | wye
17 | BICF4A (Demand) | 542 | 96 | -9.6 | 0 | 0 |  | 1 | TRUE | wye
18 | BICF4B (Demand) | 542 | 8 | -0.8 | 0 | 0 |  | 1 | TRUE | wye
19 | BIRK20 (Demand) | 767 | 50 | -5 | 0 | 0 |  | 1 | TRUE | wye
20 | BISW20 (Demand) | 755 | 412 | -41.2 | 0 | 0 |  | 1 | TRUE | wye
21 | BLYT20 (Demand) | 801 | 62 | -6.2 | 0 | 0 |  | 1 | TRUE | wye
22 | BOLN40 (Demand) | 714 | 60 | -6 | 0 | 0 |  | 1 | TRUE | wye
23 | BOTW40 (Demand) | 629 | 42 | -4.2 | 0 | 0 |  | 1 | TRUE | wye
24 | BRAI4A (Demand) | 17 | 35 | -3.5 | 0 | 0 |  | 1 | TRUE | wye
25 | BRAI4B (Demand) | 40 | -6 | 0.6 | 0 | 0 |  | 1 | TRUE | wye
26 | BRAW20 (Demand) | 770 | 75 | -7.5 | 0 | 0 |  | 1 | TRUE | wye
27 | BRED20 (Demand) | 564 | 49 | -4.9 | 0 | 0 |  | 1 | TRUE | wye
28 | BRFO40 (Demand) | 561 | 111 | -11.1 | 0 | 0 |  | 1 | TRUE | wye
29 | BRIM2A_EPN (Demand) | 405 | 152 | -15.2 | 0 | 0 |  | 1 | TRUE | wye
30 | BRIM2A_LPN (Demand) | 405 | 17 | -1.7 | 0 | 0 |  | 1 | TRUE | wye
31 | BRIM2B_EPN (Demand) | 427 | 248 | -24.8 | 0 | 0 |  | 1 | TRUE | wye
32 | BRIM2B_LPN (Demand) | 427 | 144 | -14.4 | 0 | 0 |  | 1 | TRUE | wye
33 | BRIM2C_EPN (Demand) | 421 | 58 | -5.8 | 0 | 0 |  | 1 | TRUE | wye
34 | BRIM2C_LPN (Demand) | 421 | 215 | -21.5 | 0 | 0 |  | 1 | TRUE | wye
35 | BRLE40 (Demand) | 742 | 1 | -0.1 | 0 | 0 |  | 1 | TRUE | wye
36 | BRWA2A (Demand) | 410 | 23 | -2.3 | 0 | 0 |  | 1 | TRUE | wye
37 | BRWA2B (Demand) | 406 | 19 | -1.9 | 0 | 0 |  | 1 | TRUE | wye
38 | BULL40 (Demand) | 173 | 128 | -12.8 | 0 | 0 |  | 1 | TRUE | wye
39 | BURW40 (Demand) | 622 | 291 | -29.1 | 0 | 0 |  | 1 | TRUE | wye
40 | BUSH20 (Demand) | 538 | 196 | -19.6 | 0 | 0 |  | 1 | TRUE | wye
41 | BUST20 (Demand) | 651 | 196 | -19.6 | 0 | 0 |  | 1 | TRUE | wye
42 | CANT40 (Demand) | 697 | 8 | -0.8 | 0 | 0 |  | 1 | TRUE | wye
43 | CAPE20 (Demand) | 762 | 174 | -17.4 | 0 | 0 |  | 1 | TRUE | wye
44 | CARE20 (Demand) | 539 | 27 | -2.7 | 0 | 0 |  | 1 | TRUE | wye
45 | CARR20 (Demand) | 724 | 272 | -27.2 | 0 | 0 |  | 1 | TRUE | wye
46 | CELL40_SPM (Demand) | 692 | 108 | -10.8 | 0 | 0 |  | 1 | TRUE | wye
47 | CELL40_WPD (Demand) | 692 | 131 | -13.1 | 0 | 0 |  | 1 | TRUE | wye
48 | CHIC40 (Demand) | 646 | 107 | -10.7 | 0 | 0 |  | 1 | TRUE | wye
49 | CHSI20 (Demand) | 768 | 4 | -0.4 | 0 | 0 |  | 1 | TRUE | wye
50 | CHTE20 (Demand) | 769 | 98 | -9.8 | 0 | 0 |  | 1 | TRUE | wye
51 | CITR41 (Demand) | 203 | 69 | -6.9 | 0 | 0 |  | 1 | TRUE | wye
52 | CITR46 (Demand) | 679 | 31 | -3.1 | 0 | 0 |  | 1 | TRUE | wye
53 | CONQ40 (Demand) | 780 | 519 | -51.9 | 0 | 0 |  | 1 | TRUE | wye
54 | COVE20 (Demand) | 579 | 33 | -3.3 | 0 | 0 |  | 1 | TRUE | wye
55 | COWL40 (Demand) | 775 | 87 | -8.7 | 0 | 0 |  | 1 | TRUE | wye
56 | CREB40 (Demand) | 752 | 107 | -10.7 | 0 | 0 |  | 1 | TRUE | wye
57 | CULJ4A (Demand) | 189 | 305 | -30.5 | 0 | 0 |  | 1 | TRUE | wye
58 | DIDC40 (Demand) | 41 | 50 | -5 | 0 | 0 |  | 1 | TRUE | wye
59 | DRAK20 (Demand) | 583 | 233 | -23.3 | 0 | 0 |  | 1 | TRUE | wye
60 | DRAX40 (Demand) | 587 | 107 | -10.7 | 0 | 0 |  | 1 | TRUE | wye
61 | EALI20 (Demand) | 792 | 87 | -8.7 | 0 | 0 |  | 1 | TRUE | wye
62 | EASO40 (Demand) | 643 | 10 | -1 | 0 | 0 |  | 1 | TRUE | wye
63 | ECLA40_EME (Demand) | 739 | -10 | 1 | 0 | 0 |  | 1 | TRUE | wye
64 | ECLA40_SEP (Demand) | 739 | 155 | -15.5 | 0 | 0 |  | 1 | TRUE | wye
65 | ELLA20 (Demand) | 765 | 56 | -5.6 | 0 | 0 |  | 1 | TRUE | wye
66 | ELST20 (Demand) | 658 | 10 | -1 | 0 | 0 |  | 1 | TRUE | wye
67 | ENDE40 (Demand) | 582 | -10 | 1 | 0 | 0 |  | 1 | TRUE | wye
68 | EXET40 (Demand) | 624 | 37 | -3.7 | 0 | 0 |  | 1 | TRUE | wye
69 | FAWL40 (Demand) | 563 | 224 | -22.4 | 0 | 0 |  | 1 | TRUE | wye
70 | FECK20 (Demand) | 798 | 80 | -8 | 0 | 0 |  | 1 | TRUE | wye
71 | FECK40 (Demand) | 798 | 308 | -30.8 | 0 | 0 |  | 1 | TRUE | wye
72 | FERR20_YED (Demand) | 807 | 31 | -3.1 | 0 | 0 |  | 1 | TRUE | wye
73 | FERR2A_YED (Demand) | 431 | 18 | -1.8 | 0 | 0 |  | 1 | TRUE | wye
74 | FERR2B_YED (Demand) | 485 | 123 | -12.3 | 0 | 0 |  | 1 | TRUE | wye
75 | FIDF20_SPM (Demand) | 615 | 21 | -2.1 | 0 | 0 |  | 1 | TRUE | wye
76 | FLEE40 (Demand) | 745 | 15 | -1.5 | 0 | 0 |  | 1 | TRUE | wye
77 | FOUR20 (Demand) | 829 | 62 | -6.2 | 0 | 0 |  | 1 | TRUE | wye
78 | FROD2A (Demand) | 619 | 111 | -11.1 | 0 | 0 |  | 1 | TRUE | wye
79 | FROD2B (Demand) | 619 | 21 | -2.1 | 0 | 0 |  | 1 | TRUE | wye
80 | FROD40 (Demand) | 619 | 353 | -35.3 | 0 | 0 |  | 1 | TRUE | wye
81 | GREN40_EME (Demand) | 706 | 19 | -1.9 | 0 | 0 |  | 1 | TRUE | wye
82 | GREN40_EPN (Demand) | 706 | 33 | -3.3 | 0 | 0 |  | 1 | TRUE | wye
83 | GRIW40 (Demand) | 719 | 39 | -3.9 | 0 | 0 |  | 1 | TRUE | wye
84 | HACK2A (Demand) | 351 | 24 | -2.4 | 0 | 0 |  | 1 | TRUE | wye
85 | HACK2B (Demand) | 339 | 31 | -3.1 | 0 | 0 |  | 1 | TRUE | wye
86 | HACK40 (Demand) | 791 | 182 | -18.2 | 0 | 0 |  | 1 | TRUE | wye
87 | HAMH40_EME (Demand) | 749 | 19 | -1.9 | 0 | 0 |  | 1 | TRUE | wye
88 | HARK20 (Demand) | 630 | 146 | -14.6 | 0 | 0 |  | 1 | TRUE | wye
89 | HARK40 (Demand) | 630 | 57 | -5.7 | 0 | 0 |  | 1 | TRUE | wye
90 | HARM20 (Demand) | 799 | 3 | -0.3 | 0 | 0 |  | 1 | TRUE | wye
91 | HAWP20 (Demand) | 803 | 3 | -0.3 | 0 | 0 |  | 1 | TRUE | wye
92 | HEYS40 (Demand) | 688 | 0 | 0 | 0 | 0 |  | 1 | TRUE | wye
93 | HURS20 (Demand) | 787 | 191 | -19.1 | 0 | 0 |  | 1 | TRUE | wye
94 | HUTT40 (Demand) | 846 | 17 | -1.7 | 0 | 0 |  | 1 | TRUE | wye
95 | IMPP40 (Demand) | 822 | 45 | -4.5 | 0 | 0 |  | 1 | TRUE | wye
96 | INDQ40 (Demand) | 618 | 37 | -3.7 | 0 | 0 |  | 1 | TRUE | wye
97 | IROA20_WPDWM (Demand) | 766 | 50 | -5 | 0 | 0 |  | 1 | TRUE | wye
98 | IRON40 (Demand) | 683 | 99 | -9.9 | 0 | 0 |  | 1 | TRUE | wye
99 | IVER20 (Demand) | 796 | 60 | -6 | 0 | 0 |  | 1 | TRUE | wye
100 | JORD20 (Demand) | 835 | 39 | -3.9 | 0 | 0 |  | 1 | TRUE | wye
101 | KEAD40 (Demand) | 649 | 22 | -2.2 | 0 | 0 |  | 1 | TRUE | wye
102 | KEAR20 (Demand) | 821 | 22 | -2.2 | 0 | 0 |  | 1 | TRUE | wye
103 | KEMS40 (Demand) | 778 | 30 | -3 | 0 | 0 |  | 1 | TRUE | wye
104 | KENG40 (Demand) | 73 | 196 | -19.6 | 0 | 0 |  | 1 | TRUE | wye
105 | KIBY20 (Demand) | 556 | 4 | -0.4 | 0 | 0 |  | 1 | TRUE | wye
106 | KINO40 (Demand) | 743 | 891 | -89.1 | 0 | 0 |  | 1 | TRUE | wye
107 | KIRK20 (Demand) | 677 | 22 | -2.2 | 0 | 0 |  | 1 | TRUE | wye
108 | KITW20 (Demand) | 666 | 0 | 0 | 0 | 0 |  | 1 | TRUE | wye
109 | LACK20 (Demand) | 809 | 10 | -1 | 0 | 0 |  | 1 | TRUE | wye
110 | LALE20_SEP (Demand) | 837 | 268 | -26.8 | 0 | 0 |  | 1 | TRUE | wye
111 | LALE20_SPN (Demand) | 837 | 19 | -1.9 | 0 | 0 |  | 1 | TRUE | wye
112 | LAND4A (Demand) | 754 | 23 | -2.3 | 0 | 0 |  | 1 | TRUE | wye
113 | LAND4B (Demand) | 754 | 16 | -1.6 | 0 | 0 |  | 1 | TRUE | wye
114 | LEGA40 (Demand) | 595 | 50 | -5 | 0 | 0 |  | 1 | TRUE | wye
115 | LEIB4A (Demand) | 4 | 24 | -2.4 | 0 | 0 |  | 1 | TRUE | wye
116 | LEIB4B (Demand) | 42 | 168 | -16.8 | 0 | 0 |  | 1 | TRUE | wye
117 | LHOR40 (Demand) | 594 | 22 | -2.2 | 0 | 0 |  | 1 | TRUE | wye
118 | LISD20 (Demand) | 549 | 46 | -4.6 | 0 | 0 |  | 1 | TRUE | wye
119 | LITT40_LPN (Demand) | 575 | 592 | -59.2 | 0 | 0 |  | 1 | TRUE | wye
120 | LITT40_SPN (Demand) | 575 | 443 | -44.3 | 0 | 0 |  | 1 | TRUE | wye
121 | LOVE40 (Demand) | 744 | 375 | -37.5 | 0 | 0 |  | 1 | TRUE | wye
122 | MACC20 (Demand) | 842 | 22 | -2.2 | 0 | 0 |  | 1 | TRUE | wye
123 | MAGA20 (Demand) | 456 | 439 | -43.9 | 0 | 0 |  | 1 | TRUE | wye
124 | MANN40 (Demand) | 568 | 226 | -22.6 | 0 | 0 |  | 1 | TRUE | wye
125 | MELK40_SEP (Demand) | 537 | 30 | -3 | 0 | 0 |  | 1 | TRUE | wye
126 | MELK40_WPD (Demand) | 537 | 76 | -7.6 | 0 | 0 |  | 1 | TRUE | wye
127 | MILH2A_EPN (Demand) | 363 | 80 | -8 | 0 | 0 |  | 1 | TRUE | wye
128 | MILH2A_LPN (Demand) | 363 | 103 | -10.3 | 0 | 0 |  | 1 | TRUE | wye
129 | MILH2B_EPN (Demand) | 422 | 315 | -31.5 | 0 | 0 |  | 1 | TRUE | wye
130 | MILH2B_LPN (Demand) | 422 | 21 | -2.1 | 0 | 0 |  | 1 | TRUE | wye
131 | MITY40 (Demand) | 737 | 0 | 0 | 0 | 0 |  | 1 | TRUE | wye
132 | NECH20 (Demand) | 621 | 428 | -42.8 | 0 | 0 |  | 1 | TRUE | wye
133 | NEEP20 (Demand) | 844 | 349 | -34.9 | 0 | 0 |  | 1 | TRUE | wye
134 | NEWX20 (Demand) | 789 | 19 | -1.9 | 0 | 0 |  | 1 | TRUE | wye
135 | NFLE40 (Demand) | 676 | 32 | -3.2 | 0 | 0 |  | 1 | TRUE | wye
136 | NHYD20 (Demand) | 810 | 285 | -28.5 | 0 | 0 |  | 1 | TRUE | wye
137 | NINF40 (Demand) | 785 | 80 | -8 | 0 | 0 |  | 1 | TRUE | wye
138 | NORL2A (Demand) | 489 | 32 | -3.2 | 0 | 0 |  | 1 | TRUE | wye
139 | NORL2B (Demand) | 500 | 133 | -13.3 | 0 | 0 |  | 1 | TRUE | wye
140 | NORM40 (Demand) | 728 | 33 | -3.3 | 0 | 0 |  | 1 | TRUE | wye
141 | NORT20 (Demand) | 753 | 230 | -23 | 0 | 0 |  | 1 | TRUE | wye
142 | NURS40 (Demand) | 623 | 180 | -18 | 0 | 0 |  | 1 | TRUE | wye
143 | NURS4A (Demand) | 31 | 150 | -15 | 0 | 0 |  | 1 | TRUE | wye
144 | OCKH20 (Demand) | 610 | 90 | -9 | 0 | 0 |  | 1 | TRUE | wye
145 | OFFE20 (Demand) | 825 | 336 | -33.6 | 0 | 0 |  | 1 | TRUE | wye
146 | OLDB20 (Demand) | 721 | 24 | -2.4 | 0 | 0 |  | 1 | TRUE | wye
147 | OSBA40 (Demand) | 695 | 10 | -1 | 0 | 0 |  | 1 | TRUE | wye
148 | PADI40 (Demand) | 657 | 109 | -10.9 | 0 | 0 |  | 1 | TRUE | wye
149 | PAFB4B (Demand) | 54 | 40 | -4 | 0 | 0 |  | 1 | TRUE | wye
150 | PELH40 (Demand) | 731 | 256 | -25.6 | 0 | 0 |  | 1 | TRUE | wye
151 | PEMB40 (Demand) | 640 | 376 | -37.6 | 0 | 0 |  | 1 | TRUE | wye
152 | PENN20 (Demand) | 727 | 40 | -4 | 0 | 0 |  | 1 | TRUE | wye
153 | PENT40 (Demand) | 678 | 3 | -0.3 | 0 | 0 |  | 1 | TRUE | wye
154 | PEWO40 (Demand) | 507 | 111 | -11.1 | 0 | 0 |  | 1 | TRUE | wye
155 | PITS20 (Demand) | 817 | 615 | -61.5 | 0 | 0 |  | 1 | TRUE | wye
156 | POPP20 (Demand) | 824 | 2 | -0.2 | 0 | 0 |  | 1 | TRUE | wye
157 | PUDM40 (Demand) | 312 | 258 | -25.8 | 0 | 0 |  | 1 | TRUE | wye
158 | PYLE20 (Demand) | 635 | 30 | -3 | 0 | 0 |  | 1 | TRUE | wye
159 | RAIN20_SPM (Demand) | 741 | 453 | -45.3 | 0 | 0 |  | 1 | TRUE | wye
160 | RASS40 (Demand) | 591 | 30 | -3 | 0 | 0 |  | 1 | TRUE | wye
161 | RATS40 (Demand) | 703 | 118 | -11.8 | 0 | 0 |  | 1 | TRUE | wye
162 | RAYL40 (Demand) | 169 | 548 | -54.8 | 0 | 0 |  | 1 | TRUE | wye
163 | REBR20 (Demand) | 841 | 19 | -1.9 | 0 | 0 |  | 1 | TRUE | wye
164 | ROCH20 (Demand) | 645 | 4 | -0.4 | 0 | 0 |  | 1 | TRUE | wye
165 | ROCK40 (Demand) | 704 | -6 | 0.6 | 0 | 0 |  | 1 | TRUE | wye
166 | RUGE40 (Demand) | 777 | 46 | -4.6 | 0 | 0 |  | 1 | TRUE | wye
167 | RYEH40 (Demand) | 758 | 33 | -3.3 | 0 | 0 |  | 1 | TRUE | wye
168 | RYEH4A (Demand) | 3 | 21 | -2.1 | 0 | 0 |  | 1 | TRUE | wye
169 | SAEN20 (Demand) | 578 | 2 | -0.2 | 0 | 0 |  | 1 | TRUE | wye
170 | SAFO (Demand) | 760 | -18 | 1.8 | 0 | 0 |  | 1 | TRUE | wye
171 | SALH20 (Demand) | 779 | 3 | -0.3 | 0 | 0 |  | 1 | TRUE | wye
172 | SEAB40 (Demand) | 541 | 139 | -13.9 | 0 | 0 |  | 1 | TRUE | wye
173 | SELL40 (Demand) | 776 | 96 | -9.6 | 0 | 0 |  | 1 | TRUE | wye
174 | SHEC20 (Demand) | 831 | 2 | -0.2 | 0 | 0 |  | 1 | TRUE | wye
175 | SHRE4A (Demand) | 70 | 46 | -4.6 | 0 | 0 |  | 1 | TRUE | wye
176 | SJOW20 (Demand) | 774 | 346 | -34.6 | 0 | 0 |  | 1 | TRUE | wye
177 | SJOW40 (Demand) | 774 | 29 | -2.9 | 0 | 0 |  | 1 | TRUE | wye
178 | SKLG20 (Demand) | 699 | 540 | -54 | 0 | 0 |  | 1 | TRUE | wye
179 | SMAN20 (Demand) | 687 | 120 | -12 | 0 | 0 |  | 1 | TRUE | wye
180 | SPEN4A (Demand) | 772 | 29 | -2.9 | 0 | 0 |  | 1 | TRUE | wye
181 | SSHI20 (Demand) | 839 | 3 | -0.3 | 0 | 0 |  | 1 | TRUE | wye
182 | STAH4A (Demand) | 177 | 392 | -39.2 | 0 | 0 |  | 1 | TRUE | wye
183 | STAH4B (Demand) | 162 | 517 | -51.7 | 0 | 0 |  | 1 | TRUE | wye
184 | STAL20 (Demand) | 599 | 63 | -6.3 | 0 | 0 |  | 1 | TRUE | wye
185 | STAY40 (Demand) | 285 | 438 | -43.8 | 0 | 0 |  | 1 | TRUE | wye
186 | STEW20 (Demand) | 480 | 32 | -3.2 | 0 | 0 |  | 1 | TRUE | wye
187 | STEW2A (Demand) | 480 | 18 | -1.8 | 0 | 0 |  | 1 | TRUE | wye
188 | SUND40 (Demand) | 819 | 80 | -8 | 0 | 0 |  | 1 | TRUE | wye
189 | SWAN20_SWA (Demand) | 709 | -152 | 15.2 | 0 | 0 |  | 1 | TRUE | wye
190 | TAUN4A (Demand) | 764 | 49 | -4.9 | 0 | 0 |  | 1 | TRUE | wye
191 | TAUN4B (Demand) | 764 | 16 | -1.6 | 0 | 0 |  | 1 | TRUE | wye
192 | TEMP2A (Demand) | 833 | 10 | -1 | 0 | 0 |  | 1 | TRUE | wye
193 | TEMP2B (Demand) | 833 | 589 | -58.9 | 0 | 0 |  | 1 | TRUE | wye
194 | THOM20 (Demand) | 790 | 0 | 0 | 0 | 0 |  | 1 | TRUE | wye
195 | THUR20 (Demand) | 802 | 46 | -4.6 | 0 | 0 |  | 1 | TRUE | wye
196 | TILB20 (Demand) | 720 | 33 | -3.3 | 0 | 0 |  | 1 | TRUE | wye
197 | TILB40 (Demand) | 720 | 22 | -2.2 | 0 | 0 |  | 1 | TRUE | wye
198 | TINP2A (Demand) | 820 | -20 | 2 | 0 | 0 |  | 1 | TRUE | wye
199 | TINP2B (Demand) | 820 | 84 | -8.4 | 0 | 0 |  | 1 | TRUE | wye
200 | TODP20 (Demand) | 804 | -4 | 0.4 | 0 | 0 |  | 1 | TRUE | wye
201 | TOTT20 (Demand) | 612 | 35 | -3.5 | 0 | 0 |  | 1 | TRUE | wye
202 | TRAW20 (Demand) | 648 | 56 | -5.6 | 0 | 0 |  | 1 | TRUE | wye
203 | TYNE20 (Demand) | 848 | 542 | -54.2 | 0 | 0 |  | 1 | TRUE | wye
204 | UPPB21 (Demand) | 359 | 27 | -2.7 | 0 | 0 |  | 1 | TRUE | wye
205 | UPPB22 (Demand) | 379 | 82 | -8.2 | 0 | 0 |  | 1 | TRUE | wye
206 | USKM20 (Demand) | 685 | 304 | -30.4 | 0 | 0 |  | 1 | TRUE | wye
207 | WALH40 (Demand) | 21 | 40 | -4 | 0 | 0 |  | 1 | TRUE | wye
208 | WALP40_EME (Demand) | 609 | 15 | -1.5 | 0 | 0 |  | 1 | TRUE | wye
209 | WALP40_EPN (Demand) | 609 | 111 | -11.1 | 0 | 0 |  | 1 | TRUE | wye
210 | WARL20 (Demand) | 716 | 35 | -3.5 | 0 | 0 |  | 1 | TRUE | wye
211 | WASF2A (Demand) | 340 | 109 | -10.9 | 0 | 0 |  | 1 | TRUE | wye
212 | WASF2B (Demand) | 450 | 95 | -9.5 | 0 | 0 |  | 1 | TRUE | wye
213 | WATS2A (Demand) | 686 | 49 | -4.9 | 0 | 0 |  | 1 | TRUE | wye
214 | WATS2B (Demand) | 686 | 22 | -2.2 | 0 | 0 |  | 1 | TRUE | wye
215 | WBOL20 (Demand) | 794 | 72 | -7.2 | 0 | 0 |  | 1 | TRUE | wye
216 | WBUR40 (Demand) | 633 | 602 | -60.2 | 0 | 0 |  | 1 | TRUE | wye
217 | WHAM40 (Demand) | 682 | 9 | -0.9 | 0 | 0 |  | 1 | TRUE | wye
218 | WHGA20 (Demand) | 605 | 63 | -6.3 | 0 | 0 |  | 1 | TRUE | wye
219 | WHSO20 (Demand) | 828 | -4 | 0.4 | 0 | 0 |  | 1 | TRUE | wye
220 | WIBA20 (Demand) | 832 | 46 | -4.6 | 0 | 0 |  | 1 | TRUE | wye
221 | WIEN2A (Demand) | 420 | 80 | -8 | 0 | 0 |  | 1 | TRUE | wye
222 | WIEN2B (Demand) | 474 | 308 | -30.8 | 0 | 0 |  | 1 | TRUE | wye
223 | WILE20 (Demand) | 163 | 0 | 0 | 0 | 0 |  | 1 | TRUE | wye
224 | WILE40 (Demand) | 163 | -14 | 1.4 | 0 | 0 |  | 1 | TRUE | wye
225 | WIMB20 (Demand) | 690 | 16 | -1.6 | 0 | 0 |  | 1 | TRUE | wye
226 | WISD20_EPN (Demand) | 793 | 41 | -4.1 | 0 | 0 |  | 1 | TRUE | wye
227 | WISD20_LPN (Demand) | 793 | 41 | -4.1 | 0 | 0 |  | 1 | TRUE | wye
228 | WISD20_SEP (Demand) | 793 | -11 | 1.1 | 0 | 0 |  | 1 | TRUE | wye
229 | WMEL20 (Demand) | 664 | 31 | -3.1 | 0 | 0 |  | 1 | TRUE | wye
230 | WTHU4A (Demand) | 272 | 534 | -53.4 | 0 | 0 |  | 1 | TRUE | wye
231 | WTHU4B (Demand) | 206 | 782 | -78.2 | 0 | 0 |  | 1 | TRUE | wye
232 | WWEY20 (Demand) | 726 | 98 | -9.8 | 0 | 0 |  | 1 | TRUE | wye
233 | WYLF40 (Demand) | 691 | 56 | -5.6 | 0 | 0 |  | 1 | TRUE | wye
234 | WYMO40 (Demand) | 565 | 52 | -5.2 | 0 | 0 |  | 1 | TRUE | wye

## sgen
| name | bus | p_mw | q_mvar | sn_mva | scaling | in_service | type | current_source | max_p_mw
0 | Nemo Link (NEMO LINK LIMITED) | 129 | 1020 | 0 |  | 0.92184 | TRUE | Interconnector | TRUE | 1020
1 | Britned (BRITNED DEVELOPMENT LIMITED) | 201 | 1200 | 0 |  | 0.92184 | TRUE | Interconnector | TRUE | 1200
2 | East West Interconnector (EIRGRID INTERCONNECTOR DESIGNATED ACTIVITY COMPANY) | 117 | 505 | 0 |  | 0.92184 | TRUE | Interconnector | TRUE | 505
3 | ElecLink (ELECLINK LIMITED) | 11 | 1000 | 0 |  | 0.92184 | TRUE | Interconnector | TRUE | 1000
4 | IFA Interconnector (NATIONAL GRID INTERCONNECTORS LIMITED) | 11 | 1988 | 0 |  | 0.92184 | TRUE | Interconnector | TRUE | 1988
5 | NS Link (NATIONAL GRID NORTH SEA LINK LIMITED) | 7 | 1400 | 0 |  | 0.92184 | TRUE | Interconnector | TRUE | 1400
6 | IFA2 Interconnector (NATIONAL GRID IFA 2 LIMITED) | 52 | 1100 | 0 |  | 0.92184 | TRUE | Interconnector | TRUE | 1100
7 | Isle of Man Interconnector (MANX UTILITIES) | 349 | 74 | 0 |  | 0.92184 | TRUE | Interconnector | TRUE | 74
8 | Galloper Wind Farm (GALLOPER WIND FARM LIMITED) | 547 | 164.8 | 0 |  | 0.92184 | TRUE | Wind | TRUE | 348
9 | Rampion Extension Offshore Wind Farm (RAMPION EXTENSION DEVELOPMENT LIMITED) | 215 | 568.4 | 0 |  | 0.92184 | TRUE | Wind | TRUE | 1200
10 | Cilfynydd Grid Stability Services (WP GRID SERVICES 18 LIMITED) | 230 | 0 | 0 |  | 0.92184 | TRUE | Other | TRUE | 0
11 | Rampion Offshore Wind Farm (RAMPION OFFSHORE WIND LIMITED) | 215 | 189.5 | 0 |  | 0.92184 | TRUE | Wind | TRUE | 400
12 | Hornsea Power Station 3 *Stage: 2.0* (ORSTED HORNSEA PROJECT THREE (UK) LIMITED) | 115 | 355.3 | 0 |  | 0.92184 | TRUE | Wind | TRUE | 750
13 | Hornsea Power Station 3 *Stage: 1.0* (ORSTED HORNSEA PROJECT THREE (UK) LIMITED) | 115 | 1065.8 | 0 |  | 0.92184 | TRUE | Wind | TRUE | 2250
14 | Hornsea Power Station 2C (SONNINGMAY WIND LIMITED) | 72 | 208.4 | 0 |  | 0.92184 | TRUE | Wind | TRUE | 440
15 | Robin Rigg East Offshore Wind Farm (RWE RENEWABLES UK ROBIN RIGG EAST LIMITED) | 590 | 40.7 | 0 |  | 0.92184 | TRUE | Wind | TRUE | 86
16 | Robin Rigg West Offshore Wind Farm (RWE RENEWABLES UK ROBIN RIGG WEST LIMITED) | 590 | 43.6 | 0 |  | 0.92184 | TRUE | Wind | TRUE | 92
17 | Hornsea Power Station 2B (SOUNDMARK WIND LIMITED) | 72 | 208.4 | 0 |  | 0.92184 | TRUE | Wind | TRUE | 440
18 | Hornsea Power Station 2A (BREESEA LIMITED) | 72 | 208.4 | 0 |  | 0.92184 | TRUE | Wind | TRUE | 440
19 | Hornsea Power Station 1C (HORNSEA 1 LIMITED) | 72 | 189.5 | 0 |  | 0.92184 | TRUE | Wind | TRUE | 400
20 | Race Bank Wind Farm (RACE BANK WIND FARM LIMITED) | 234 | 267.6 | 0 |  | 0.92184 | TRUE | Wind | TRUE | 565
21 | Scira-Dudgeon Extension *Stage: 1.0* (EQUINOR NEW ENERGY LIMITED) | 115 | 340.6 | 0 |  | 0.92184 | TRUE | Wind | TRUE | 719
22 | Hornsea Power Station 1B (HORNSEA 1 LIMITED) | 72 | 189.5 | 0 |  | 0.92184 | TRUE | Wind | TRUE | 400
23 | Sellindge Grid Stability Services (SELLINDGE GRID SERVICES LIMITED) | 11 | 0 | 0 |  | 0.92184 | TRUE | Other | TRUE | 0
24 | Burbo Bank Extension Offshore Wind Farm (BURBO EXTENSION LTD) | 319 | 122.2 | 0 |  | 0.92184 | TRUE | Wind | TRUE | 258
25 | Sheringham Shoal Offshore Wind Farm (SCIRA OFFSHORE ENERGY LIMITED) | 554 | 149.2 | 0 |  | 0.92184 | TRUE | Wind | TRUE | 315
26 | Hornsea Power Station 4 *Stage: 1.0* (ORSTED HORNSEA PROJECT FOUR LIMITED) | 33 | 710.5 | 0 |  | 0.92184 | TRUE | Wind | TRUE | 1500
27 | Icewind Hinkley Point (Hecate Offshore Wind Limited) | 124 | 473.7 | 0 |  | 0.92184 | TRUE | Wind | TRUE | 1000
28 | Hornsea Power Station 4 *Stage: 2.0* (ORSTED HORNSEA PROJECT FOUR LIMITED) | 33 | 521 | 0 |  | 0.92184 | TRUE | Wind | TRUE | 1100
29 | East Anglia Two (EAST ANGLIA TWO LIMITED) | 84 | 407.4 | 0 |  | 0.92184 | TRUE | Wind | TRUE | 860
30 | East Anglia Three *Stage: 2.0* (EAST ANGLIA THREE LIMITED) | 140 | 47.4 | 0 |  | 0.92184 | TRUE | Wind | TRUE | 100
31 | East Anglia Three *Stage: 1.0* (EAST ANGLIA THREE LIMITED) | 140 | 568.4 | 0 |  | 0.92184 | TRUE | Wind | TRUE | 1200
32 | East Anglia One North (EAST ANGLIA ONE LIMITED) | 84 | 407.4 | 0 |  | 0.92184 | TRUE | Wind | TRUE | 860
33 | East Anglia One (EAST ANGLIA ONE LIMITED) | 84 | 322.1 | 0 |  | 0.92184 | TRUE | Wind | TRUE | 680
34 | Dudgeon Offshore Wind Farm (DUDGEON OFFSHORE WIND LIMITED) | 53 | 189.5 | 0 |  | 0.92184 | TRUE | Wind | TRUE | 400
35 | Lincs Offshore Wind Farm (LINCS WIND FARM LIMITED) | 234 | 125.5 | 0 |  | 0.92184 | TRUE | Wind | TRUE | 265
36 | Lister Drive 275kV (LISTER DRIVE SOLUTIONS LIMITED) | 472 | 0 | 0 |  | 0.92184 | TRUE | Other | TRUE | 0
37 | Codling Park Wind Farm (CODLING WIND PARK III LIMITED) | 182 | 473.7 | 0 |  | 0.92184 | TRUE | Wind | TRUE | 1000
38 | London Array Offshore Wind Farm (LONDON ARRAY LIMITED) | 131 | 298.4 | 0 |  | 0.92184 | TRUE | Wind | TRUE | 630
39 | Dogger Bank Project A (DOGGERBANK OFFSHORE WIND FARM PROJECT 1 PROJCO LIMITED) | 33 | 568.4 | 0 |  | 0.92184 | TRUE | Wind | TRUE | 1200
40 | Dogger Bank Project 4 (Dogger Bank B) (DOGGERBANK OFFSHORE WIND FARM PROJECT 2 PROJCO LIMITED) | 33 | 568.4 | 0 |  | 0.92184 | TRUE | Wind | TRUE | 1200
41 | Erebus (BLUE GEM WIND LIMITED) | 640 | 43.1 | 0 |  | 0.92184 | TRUE | Wind | TRUE | 91
42 | Merlin Offshore Wind Farm (OFFSHORE WIND LIMITED) | 67 | 142.1 | 0 |  | 0.92184 | TRUE | Wind | TRUE | 300
43 | Ormonde Offshore Wind Farm (ORMONDE ENERGY LIMITED) | 688 | 71.1 | 0 |  | 0.92184 | TRUE | Wind | TRUE | 150
44 | Peak Gen Makro Exeter (PEAK GEN POWER 14 LIMITED) | 624 | 9.5 | 0 |  | 0.92184 | TRUE | Other | TRUE | 20
45 | Sofia Offshore Wind Farm *Stage: 1.0* (SOFIA OFFSHORE WIND FARM LIMITED) | 33 | 62.5 | 0 |  | 0.92184 | TRUE | Wind | TRUE | 132
46 | Humber Gateway Offshore Wind Farm (RWE RENEWABLES UK HUMBER WIND LIMITED) | 409 | 104.2 | 0 |  | 0.92184 | TRUE | Wind | TRUE | 220
47 | Dogger Bank Project C (DOGGERBANK OFFSHORE WIND FARM PROJECT 3 PROJCO LIMITED) | 256 | 568.4 | 0 |  | 0.92184 | TRUE | Wind | TRUE | 1200
48 | Sofia Offshore Wind Farm *Stage: 2.0* (SOFIA OFFSHORE WIND FARM LIMITED) | 33 | 562.7 | 0 |  | 0.92184 | TRUE | Wind | TRUE | 1188
49 | Hornsea Power Station 1A (HORNSEA 1 LIMITED) | 72 | 189.5 | 0 |  | 0.92184 | TRUE | Wind | TRUE | 400
50 | Walney 4 Offshore Wind Farm (WALNEY EXTENSION LIMITED) | 90 | 156.3 | 0 |  | 0.92184 | TRUE | Wind | TRUE | 330
51 | Walney 3 Offshore Wind Farm (WALNEY EXTENSION LIMITED) | 90 | 156.3 | 0 |  | 0.92184 | TRUE | Wind | TRUE | 330
52 | Walney I Offshore Wind Farm (WALNEY (UK) OFFSHORE WINDFARMS LIMITED) | 90 | 86.2 | 0 |  | 0.92184 | TRUE | Wind | TRUE | 182
53 | Vanguard East *Stage: 2.0* (Norfolk Vanguard East Ltd) | 53 | 435.8 | 0 |  | 0.92184 | TRUE | Wind | TRUE | 920
54 | Vanguard East *Stage: 1.0* (Norfolk Vanguard East Ltd) | 53 | 189.5 | 0 |  | 0.92184 | TRUE | Wind | TRUE | 400
55 | Vanguard (NORFOLK VANGUARD LIMITED) | 53 | 625.3 | 0 |  | 0.92184 | TRUE | Wind | TRUE | 1320
56 | Walpole Grid Services Facility (Conrad (Walpole) Limited) | 234 | 0 | 0 |  | 0.92184 | TRUE | Other | TRUE | 0
57 | Triton Knoll Offshore Wind Farm (TRITON KNOLL OFFSHORE WIND FARM LIMITED) | 166 | 390.3 | 0 |  | 0.92184 | TRUE | Wind | TRUE | 824
58 | Gwynt Y Mor Offshore Wind Farm (GWYNT Y MOR OFFSHORE WIND FARM LIMITED) | 319 | 271.9 | 0 |  | 0.92184 | TRUE | Wind | TRUE | 574
59 | TINZ Project Nene 1 (Landulph) (TINZ PROGRAMME 3 PROJECTCO 1 LIMITED) | 164 | 0.5 | 0 |  | 0.92184 | TRUE | Other | TRUE | 1
60 | TINZ Nene 4 (Richborough) (TINZ PROGRAMME 3 PROJECTCO 4 LIMITED) | 129 | 0 | 0 |  | 0.92184 | TRUE | Other | TRUE | 0
61 | Westermost Rough Offshore Wind Farm (WESTERMOST ROUGH LIMITED) | 409 | 97.8 | 0 |  | 0.92184 | TRUE | Wind | TRUE | 206.5
62 | West of Duddon Sands Offshore Wind Farm (MORECAMBE WIND LIMITED) | 253 | 180.9 | 0 |  | 0.92184 | TRUE | Wind | TRUE | 382
63 | Greater Gabbard Offshore Wind Farm (GREATER GABBARD OFFSHORE WINDS LIMITED) | 547 | 236.8 | 0 |  | 0.92184 | TRUE | Wind | TRUE | 500
64 | Tamar-Richborough (TI PROJECTCO 2 LIMITED) | 129 | 0 | 0 |  | 0.92184 | TRUE | Other | TRUE | 0
65 | Tamar-Landulph (TI PROJECTCO 1 LIMITED) | 164 | 0 | 0 |  | 0.92184 | TRUE | Other | TRUE | 0
66 | Thanet Offshore Wind Farm (THANET OFFSHORE WIND LIMITED) | 784 | 142.1 | 0 |  | 0.92184 | TRUE | Wind | TRUE | 300
67 | Tamar-Hartmoor (TI PROJECTCO 3 LIMITED) | 397 | 0 | 0 |  | 0.92184 | TRUE | Other | TRUE | 0
68 | Alverdiscott (XLINKS 1 LTD) | 67 | 852.6 | 0 |  | 0.92184 | TRUE | Wind | TRUE | 1800
69 | Awel Y Mor Extension *Stage: 1.0* (AWEL Y MOR OFFSHORE WIND FARM LIMITED) | 319 | 271.9 | 0 |  | 0.92184 | TRUE | Wind | TRUE | 574
70 | Awel Y Mor Extension *Stage: 2.0* (AWEL Y MOR OFFSHORE WIND FARM LIMITED) | 319 | 249.2 | 0 |  | 0.92184 | TRUE | Wind | TRUE | 526
71 | Swansea Greener Grid Park - Connection 2 (Swansea Grid Solutions Limited) | 172 | 0 | 0 |  | 0.92184 | TRUE | BESS / Energy Park | TRUE | 0
72 | Gunfleet Sands II Offshore Wind Farm (Gunfleet Sands II Ltd) | 553 | 30.3 | 0 |  | 0.92184 | TRUE | Wind | TRUE | 64
73 | Walney II Offshore Wind Farm (WALNEY (UK) OFFSHORE WINDFARMS LIMITED) | 90 | 86.2 | 0 |  | 0.92184 | TRUE | Wind | TRUE | 182
74 | Barrow Offshore Wind Farm (BARROW OFFSHORE WIND LIMITED) | 590 | 42.6 | 0 |  | 0.92184 | TRUE | Wind | TRUE | 90
75 | Gunfleet Sands Offshore Wind Farm (GUNFLEET SANDS LIMITED) | 553 | 47.3 | 0 |  | 0.92184 | TRUE | Wind | TRUE | 99.9
76 | Menter Mon Morlais Anglesey Marine Energy *Stage: 1.0* (MENTER MON CYF) | 673 | 0 | 0 |  | 0.92184 | TRUE | Hydro/Pump/Tidal | TRUE | 40
77 | Port of Mostyn (MOSTYN SEAPOWER LIMITED) | 117 | 0 | 0 |  | 0.92184 | TRUE | Hydro/Pump/Tidal | TRUE | 210
78 | Cwm Dyli (RWE GENERATION UK PLC) | 392 | 0 | 0 |  | 0.92184 | TRUE | Hydro/Pump/Tidal | TRUE | 10
79 | Dolgarrog (RWE GENERATION UK PLC) | 678 | 0 | 0 |  | 0.92184 | TRUE | Hydro/Pump/Tidal | TRUE | 39
80 | Hinkley Point C *Stage: 1.0* (EDF ENERGY NUCLEAR GENERATION LIMITED) | 124 | 0 | 0 |  | 0.92184 | TRUE | Nuclear | TRUE | 1670
81 | Hinkley Point B (EDF ENERGY NUCLEAR GENERATION LIMITED) | 124 | 0 | 0 |  | 0.92184 | TRUE | Nuclear | TRUE | 1061
82 | Heysham Power Station (EDF ENERGY NUCLEAR GENERATION LIMITED) | 688 | 0 | 0 |  | 0.92184 | TRUE | Nuclear | TRUE | 2388
83 | Hinkley Point C *Stage: 2.0* (EDF ENERGY NUCLEAR GENERATION LIMITED) | 124 | 0 | 0 |  | 0.92184 | TRUE | Nuclear | TRUE | 1670
84 | Sizewell B (EDF ENERGY NUCLEAR GENERATION LIMITED) | 592 | 0 | 0 |  | 0.92184 | TRUE | Nuclear | TRUE | 1230
85 | Hartlepool (EDF ENERGY NUCLEAR GENERATION LIMITED) | 436 | 0 | 0 |  | 0.92184 | TRUE | Nuclear | TRUE | 1207
86 | Gwynt Alwen WF (WIND 2 LIMITED) | 648 | 0 | 0 |  | 0.92184 | TRUE | Wind | TRUE | 108
87 | Moelfre Energy Park (MOELFRE ENERGY PARK LIMITED) | 319 | 0 | 0 |  | 0.92184 | TRUE | Wind | TRUE | 158.4
88 | Nant Aman (NANT AMAN ENERGY PARK LIMITED) | 202 | 0 | 0 |  | 0.92184 | TRUE | Wind | TRUE | 143
89 | Lan Fawr Energy Park (LAN FAWR ENERGY PARK LIMITED) | 172 | 0 | 0 |  | 0.92184 | TRUE | Wind | TRUE | 246.4
90 | Nant Ceiment Energy Park (NANT CEIMENT ENERGY PARK LIMITED) | 172 | 0 | 0 |  | 0.92184 | TRUE | Wind | TRUE | 88.4
91 | Little Hill (BRYN GILWERN ENERGY PARK LIMITED) | 172 | 0 | 0 |  | 0.92184 | TRUE | Wind | TRUE | 74.9
92 | Eppynt Common (GARREG FAWR ENERGY PARK LIMITED) | 172 | 0 | 0 |  | 0.92184 | TRUE | Wind | TRUE | 189.5
93 | Bryn Glas Energy Park (Bryn Glas Energy Park Limited) | 172 | 0 | 0 |  | 0.92184 | TRUE | Wind | TRUE | 159
94 | Builth Wells (ABEREDW ENERGY PARK LIMITED) | 172 | 0 | 0 |  | 0.92184 | TRUE | Wind | TRUE | 133
95 | Fron Goch (NANT MITHIL ENERGY PARK LIMITED) | 172 | 0 | 0 |  | 0.92184 | TRUE | Wind | TRUE | 252.7
96 | Tarenni (TARENNI ENERGY PARK LIMITED) | 202 | 0 | 0 |  | 0.92184 | TRUE | Wind | TRUE | 188
97 | Goole Fields Wind Farm (RWE RENEWABLES UK SWINDON LIMITED) | 167 | 0 | 0 |  | 0.92184 | TRUE | Wind | TRUE | 32
98 | Pen Y Cymoedd Wind Farm (PEN Y CYMOEDD WIND FARM LIMITED) | 202 | 0 | 0 |  | 0.92184 | TRUE | Wind | TRUE | 228
99 | Twyn Hywel Cillfynydd (Twyn Hywel Energy Park Ltd) | 230 | 0 | 0 |  | 0.92184 | TRUE | Wind | TRUE | 160
100 | BlaenCothi Energy Park (BLAENCOTHI ENERGY PARK LIMITED) | 172 | 0 | 0 |  | 0.92184 | TRUE | Wind | TRUE | 145
101 | CPG Power (ESB ASSET DEVELOPMENT UK LIMITED) | 104 | 0 | 0 |  | 0.92184 | TRUE | CCGT/CHP/Biomass | TRUE | 49.9
102 | Kirkby *Stage: 1.0* (HD001KIR LTD) | 504 | 0 | 0 |  | 0.92184 | TRUE | CCGT/CHP/Biomass | TRUE | 49.9
103 | Peak Gen Fareham (PEAK GEN POWER 13 LIMITED) | 623 | 0 | 0 |  | 0.92184 | TRUE | CCGT/CHP/Biomass | TRUE | 21
104 | Grain South Power Station (Grain South Power Limited) | 671 | 0 | 0 |  | 0.92184 | TRUE | CCGT/CHP/Biomass | TRUE | 49.99
105 | Grain North Power Station (GRAIN NORTH POWER LIMITED) | 671 | 0 | 0 |  | 0.92184 | TRUE | CCGT/CHP/Biomass | TRUE | 49.99
106 | Chatterley (CONRAD (CHATTERLEY) LIMITED) | 642 | 0 | 0 |  | 0.92184 | TRUE | CCGT/CHP/Biomass | TRUE | 20
107 | Middlewich BEGA (CONRAD (MIDDLEWICH) LIMITED) | 713 | 0 | 0 |  | 0.92184 | TRUE | CCGT/CHP/Biomass | TRUE | 20
108 | VPI Immingham B OCGT (VPI IMMINGHAM B LIMITED) | 212 | 0 | 0 |  | 0.92184 | TRUE | CCGT/CHP/Biomass | TRUE | 299
109 | Peak Gen Llandarcy (PEAK GEN POWER 5 LIMITED) | 172 | 0 | 0 |  | 0.92184 | TRUE | CCGT/CHP/Biomass | TRUE | 21
110 | Peak Gen Southampton (W4B RENEWABLE ENERGY LIMITED) | 623 | 0 | 0 |  | 0.92184 | TRUE | CCGT/CHP/Biomass | TRUE | 24
111 | Tilbury (TILBURY GREEN POWER LIMITED) | 581 | 0 | 0 |  | 0.92184 | TRUE | CCGT/CHP/Biomass | TRUE | 43
112 | Burwell (ENERGY POWER RESOURCES LIMITED) | 622 | 0 | 0 |  | 0.92184 | TRUE | CCGT/CHP/Biomass | TRUE | 38
113 | Glanford (EPR GLANFORD LIMITED) | 649 | 0 | 0 |  | 0.92184 | TRUE | CCGT/CHP/Biomass | TRUE | 15
114 | Holyhead *Stage: 1.0* (Recell Energy Bloom Developments Limited) | 673 | 0 | 0 |  | 0.92184 | TRUE | CCGT/CHP/Biomass | TRUE | 150
115 | Drax (Biomass) (DRAX POWER LIMITED) | 167 | 0 | 0 |  | 0.92184 | TRUE | CCGT/CHP/Biomass | TRUE | 1905
116 | Holyhead *Stage: 2.0* (Recell Energy Bloom Developments Limited) | 673 | 0 | 0 |  | 0.92184 | TRUE | CCGT/CHP/Biomass | TRUE | 60
117 | Tees Renewable Energy Plant (MGT TEESSIDE LIMITED) | 343 | 0 | 0 |  | 0.92184 | TRUE | CCGT/CHP/Biomass | TRUE | 285
118 | Thetford (EPR THETFORD LIMITED) | 140 | 0 | 0 |  | 0.92184 | TRUE | CCGT/CHP/Biomass | TRUE | 41
119 | Lynemouth Power Station (LYNEMOUTH POWER LIMITED) | 566 | 0 | 0 |  | 0.92184 | TRUE | CCGT/CHP/Biomass | TRUE | 396
120 | Kemsley (GROVEHURST ENERGY LIMITED) | 778 | 0 | 0 |  | 0.92184 | TRUE | CCGT/CHP/Biomass | TRUE | 35.8
121 | Huntworth (UK POWER RESERVE LIMITED) | 764 | 0 | 0 |  | 0.92184 | TRUE | CCGT/CHP/Biomass | TRUE | 10
122 | Keadby II (KEADBY GENERATION LIMITED) | 122 | 0 | 0 |  | 0.92184 | TRUE | CCGT/CHP/Biomass | TRUE | 893
123 | JG Pears *Stage: 2.0* (JG PEARS GRID CONNECTION LIMITED) | 358 | 0 | 0 |  | 0.92184 | TRUE | CCGT/CHP/Biomass | TRUE | 17
124 | Hirwaun Power Station (HIRWAUN POWER LIMITED) | 202 | 0 | 0 |  | 0.92184 | TRUE | CCGT/CHP/Biomass | TRUE | 299
125 | Green Frog at Lester Way (VIRIDIS 178 LIMITED) | 675 | 0 | 0 |  | 0.92184 | TRUE | CCGT/CHP/Biomass | TRUE | 12
126 | JG Pears *Stage: 1.0* (JG PEARS GRID CONNECTION LIMITED) | 358 | 0 | 0 |  | 0.92184 | TRUE | CCGT/CHP/Biomass | TRUE | 13
127 | Keadby (KEADBY GENERATION LIMITED) | 122 | 0 | 0 |  | 0.92184 | TRUE | CCGT/CHP/Biomass | TRUE | 755
128 | Indian Queens (INDIAN QUEENS POWER LIMITED) | 143 | 0 | 0 |  | 0.92184 | TRUE | CCGT/CHP/Biomass | TRUE | 140
129 | Immingham (VPI IMMINGHAM LLP) | 212 | 0 | 0 |  | 0.92184 | TRUE | CCGT/CHP/Biomass | TRUE | 1218
130 | Keadby 3 (KEADBY GENERATION LIMITED) | 122 | 0 | 0 |  | 0.92184 | TRUE | CCGT/CHP/Biomass | TRUE | 910
131 | Killingholme *Stage: 1.0* (UNIPER UK LIMITED) | 72 | 0 | 0 |  | 0.92184 | TRUE | CCGT/CHP/Biomass | TRUE | 600
132 | Pembroke Power Station (RWE GENERATION UK PLC) | 291 | 0 | 0 |  | 0.92184 | TRUE | CCGT/CHP/Biomass | TRUE | 2199
133 | Kings Lynn A (RWE GENERATION UK PLC) | 609 | 0 | 0 |  | 0.92184 | TRUE | CCGT/CHP/Biomass | TRUE | 395
134 | Sevington (UK POWER RESERVE LIMITED) | 631 | 0 | 0 |  | 0.92184 | TRUE | CCGT/CHP/Biomass | TRUE | 10
135 | SHBEC (EP SHB LIMITED) | 108 | 0 | 0 |  | 0.92184 | TRUE | Other | TRUE | 83
136 | Shoreham (VPI POWER LIMITED) | 215 | 0 | 0 |  | 0.92184 | TRUE | CCGT/CHP/Biomass | TRUE | 420
137 | Shoreham *Stage: 1.0* (VPI POWER LIMITED) | 215 | 0 | 0 |  | 0.92184 | TRUE | CCGT/CHP/Biomass | TRUE | 460
138 | Shoreham *Stage: 2.0* (VPI POWER LIMITED) | 215 | 0 | 0 |  | 0.92184 | TRUE | CCGT/CHP/Biomass | TRUE | -40
139 | Solutia (UK POWER RESERVE LIMITED) | 638 | 0 | 0 |  | 0.92184 | TRUE | CCGT/CHP/Biomass | TRUE | 10
140 | South Humber Bank (EP SHB LIMITED) | 108 | 0 | 0 |  | 0.92184 | TRUE | CCGT/CHP/Biomass | TRUE | 1365
141 | Spalding (SPALDING ENERGY COMPANY LTD) | 205 | 0 | 0 |  | 0.92184 | TRUE | CCGT/CHP/Biomass | TRUE | 950
142 | Staythorpe C (RWE GENERATION UK PLC) | 36 | 0 | 0 |  | 0.92184 | TRUE | CCGT/CHP/Biomass | TRUE | 1752
143 | Sutton Bridge (SUTTON BRIDGE POWER GENERATION) | 234 | 0 | 0 |  | 0.92184 | TRUE | CCGT/CHP/Biomass | TRUE | 850
144 | Taylors Lane (UNIPER UK LIMITED) | 613 | 0 | 0 |  | 0.92184 | TRUE | CCGT/CHP/Biomass | TRUE | 140
145 | Trafford Power *Stage: 1.0* (WAINSTONES ENERGY LIMITED) | 104 | 0 | 0 |  | 0.92184 | TRUE | CCGT/CHP/Biomass | TRUE | 1040
146 | Water Lane (VIRIDIS 178 LIMITED) | 624 | 0 | 0 |  | 0.92184 | TRUE | CCGT/CHP/Biomass | TRUE | 20.88
147 | West Burton B (WEST BURTON B LIMITED) | 237 | 0 | 0 |  | 0.92184 | TRUE | CCGT/CHP/Biomass | TRUE | 1333
148 | Wilton (SEMBCORP UTILITIES (UK) LIMITED) | 348 | 0 | 0 |  | 0.92184 | TRUE | CCGT/CHP/Biomass | TRUE | 141
149 | Derwent (UK UTILITY RESERVE LIMITED)_2 | 722 | 0 | 0 |  | 0.92184 | TRUE | CCGT/CHP/Biomass | TRUE | 162
150 | Immingham (VPI IMMINGHAM LLP)_2 | 212 | 0 | 0 |  | 0.92184 | TRUE | CCGT/CHP/Biomass | TRUE | 50
151 | Keadby (KEADBY GENERATION LIMITED)_2 | 122 | 0 | 0 |  | 0.92184 | TRUE | CCGT/CHP/Biomass | TRUE | 155
152 | Medway Power Station (MEDWAY POWER LIMITED)_2 | 201 | 0 | 0 |  | 0.92184 | TRUE | CCGT/CHP/Biomass | TRUE | 175
153 | Severn Power (SEVERN POWER LIMITED) | 331 | 0 | 0 |  | 0.92184 | TRUE | CCGT/CHP/Biomass | TRUE | 850
154 | Killingholme *Stage: 2.0* (UNIPER UK LIMITED) | 72 | 0 | 0 |  | 0.92184 | TRUE | CCGT/CHP/Biomass | TRUE | 19
155 | Sellafield (NUCLEAR DECOMMISSIONING AUTHORITY) | 546 | 0 | 0 |  | 0.92184 | TRUE | Nuclear | TRUE | 155
156 | Saltend (Saltend Cogeneration Company Ltd) | 413 | 0 | 0 |  | 0.92184 | TRUE | CCGT/CHP/Biomass | TRUE | 1100
157 | Langage (EP LANGAGE LIMITED) | 51 | 0 | 0 |  | 0.92184 | TRUE | CCGT/CHP/Biomass | TRUE | 905
158 | Little Barford (RWE GENERATION UK PLC) | 125 | 0 | 0 |  | 0.92184 | TRUE | CCGT/CHP/Biomass | TRUE | 740
159 | Lynes Common (RWE COGEN UK (HYTHE) LIMITED) | 48 | 0 | 0 |  | 0.92184 | TRUE | CCGT/CHP/Biomass | TRUE | 49.9
160 | Marchwood (MARCHWOOD POWER LIMITED) | 278 | 0 | 0 |  | 0.92184 | TRUE | CCGT/CHP/Biomass | TRUE | 920
161 | Medway Power Station (MEDWAY POWER LIMITED) | 201 | 0 | 0 |  | 0.92184 | TRUE | CCGT/CHP/Biomass | TRUE | 735
162 | Millbrook Power (MILLBROOK POWER LIMITED) | 10 | 0 | 0 |  | 0.92184 | TRUE | CCGT/CHP/Biomass | TRUE | 299
163 | Net Zero Teesside Power Project (NET ZERO TEESSIDE POWER LIMITED) | 364 | 0 | 0 |  | 0.92184 | TRUE | CCGT/CHP/Biomass | TRUE | 860
164 | North Killingholme Power Project (C.GEN KILLINGHOLME LIMITED) | 72 | 0 | 0 |  | 0.92184 | TRUE | CCGT/CHP/Biomass | TRUE | 540
165 | Norwich (ASHGREEN ENERGY FARM LIMITED) | 554 | 0 | 0 |  | 0.92184 | TRUE | CCGT/CHP/Biomass | TRUE | 49.5
166 | Green frog @ The Drove (VIRIDIS 178 LIMITED) | 102 | 0 | 0 |  | 0.92184 | TRUE | CCGT/CHP/Biomass | TRUE | 6
167 | Peterborough (RIVER NENE POWER LIMITED) | 609 | 0 | 0 |  | 0.92184 | TRUE | CCGT/CHP/Biomass | TRUE | 245
168 | Plymouth Main (VIRIDIS 178 LIMITED) | 754 | 0 | 0 |  | 0.92184 | TRUE | CCGT/CHP/Biomass | TRUE | 25.52
169 | Plymouth Rock (VIRIDIS 178 LIMITED) | 754 | 0 | 0 |  | 0.92184 | TRUE | CCGT/CHP/Biomass | TRUE | 15.08
170 | Powersite @ Drakelow (POWERSITE LTD) | 82 | 0 | 0 |  | 0.92184 | TRUE | CCGT/CHP/Biomass | TRUE | 380
171 | Ratcliffe EMERGE (UNIPER UK LIMITED) | 559 | 0 | 0 |  | 0.92184 | TRUE | Other | TRUE | 49.9
172 | Redditch (CINERGY GLOBAL POWER (UK) LIMITED) | 798 | 0 | 0 |  | 0.92184 | TRUE | CCGT/CHP/Biomass | TRUE | 29
173 | Redfield Road A (VIRIDIS 178 LIMITED) | 559 | 0 | 0 |  | 0.92184 | TRUE | CCGT/CHP/Biomass | TRUE | 20.88
174 | Rocksavage (ROCKSAVAGE POWER COMPANY LTD) | 171 | 0 | 0 |  | 0.92184 | TRUE | CCGT/CHP/Biomass | TRUE | 810
175 | Rye House (VPI POWER LIMITED) | 628 | 0 | 0 |  | 0.92184 | TRUE | CCGT/CHP/Biomass | TRUE | 715
176 | Seabank (SEABANK POWER LIMITED) | 76 | 0 | 0 |  | 0.92184 | TRUE | CCGT/CHP/Biomass | TRUE | 1234
177 | Green Frog @ Rake Lane (VIRIDIS 178 LIMITED) | 653 | 0 | 0 |  | 0.92184 | TRUE | CCGT/CHP/Biomass | TRUE | 21
178 | Abedare (UK POWER RESERVE LIMITED) | 545 | 0 | 0 |  | 0.92184 | TRUE | CCGT/CHP/Biomass | TRUE | 10
179 | Green Frog @ Letchworth (VIRIDIS 178 LIMITED) | 565 | 0 | 0 |  | 0.92184 | TRUE | CCGT/CHP/Biomass | TRUE | 15
180 | Didcot A GTs (RWE GENERATION UK PLC) | 41 | 0 | 0 |  | 0.92184 | TRUE | CCGT/CHP/Biomass | TRUE | 100
181 | Corby (CORBY POWER LIMITED) | 550 | 0 | 0 |  | 0.92184 | TRUE | CCGT/CHP/Biomass | TRUE | 401
182 | Derwent (UK UTILITY RESERVE LIMITED) | 722 | 0 | 0 |  | 0.92184 | TRUE | CCGT/CHP/Biomass | TRUE | 0
183 | Coryton (CORYTON ENERGY COMPANY LTD) | 191 | 0 | 0 |  | 0.92184 | TRUE | CCGT/CHP/Biomass | TRUE | 800
184 | Fawley CHP (ESSO PETROLEUM COMPANY LIMITED) | 48 | 0 | 0 |  | 0.92184 | TRUE | CCGT/CHP/Biomass | TRUE | 158
185 | Enfield (UNIPER UK LIMITED) | 661 | 0 | 0 |  | 0.92184 | TRUE | CCGT/CHP/Biomass | TRUE | 442
186 | Cheshire (RWE GENERATION UK PLC) | 356 | 0 | 0 |  | 0.92184 | TRUE | CCGT/CHP/Biomass | TRUE | 90
187 | Damhead Creek 2 (VPI POWER LIMITED) | 242 | 0 | 0 |  | 0.92184 | TRUE | CCGT/CHP/Biomass | TRUE | 1800
188 | Beech Street/City Road (CITIGEN (LONDON) LIMITED) | 534 | 0 | 0 |  | 0.92184 | TRUE | CCGT/CHP/Biomass | TRUE | 30
189 | Brigg (CBS ENERGY STORAGE ASSETS UK LIMITED) | 122 | 0 | 0 |  | 0.92184 | TRUE | CCGT/CHP/Biomass | TRUE | 99
190 | Carrington Power Station (CARRINGTON POWER LIMITED) | 713 | 0 | 0 |  | 0.92184 | TRUE | CCGT/CHP/Biomass | TRUE | 910
191 | Connahs Quay (UNIPER UK LIMITED) | 117 | 0 | 0 |  | 0.92184 | TRUE | CCGT/CHP/Biomass | TRUE | 1380
192 | Cowes (RWE GENERATION UK PLC) | 48 | 0 | 0 |  | 0.92184 | TRUE | CCGT/CHP/Biomass | TRUE | 140
193 | CDCL (UNIPER UK LIMITED) | 199 | 0 | 0 |  | 0.92184 | TRUE | CCGT/CHP/Biomass | TRUE | 445
194 | Damhead Creek (VPI POWER LIMITED) | 743 | 0 | 0 |  | 0.92184 | TRUE | CCGT/CHP/Biomass | TRUE | 812
195 | Green Frog @ Moorfield Drive (VIRIDIS 178 LIMITED) | 657 | 0 | 0 |  | 0.92184 | TRUE | CCGT/CHP/Biomass | TRUE | 21
196 | Barton Hill (VIRIDIS 178 LIMITED) | 596 | 0 | 0 |  | 0.92184 | TRUE | CCGT/CHP/Biomass | TRUE | 20.88
197 | Eggborough CCGT and BESS (EGGBOROUGH POWER LIMITED) | 20 | 0 | 0 |  | 0.92184 | TRUE | CCGT/CHP/Biomass | TRUE | 2450
198 | Chickerell (SSE GENERATION LIMITED) | 18 | 0 | 0 |  | 0.92184 | TRUE | CCGT/CHP/Biomass | TRUE | 47
199 | Grain (UNIPER UK LIMITED) | 201 | 0 | 0 |  | 0.92184 | TRUE | CCGT/CHP/Biomass | TRUE | 1517
200 | Great Yarmouth (RWE GENERATION UK PLC) | 554 | 0 | 0 |  | 0.92184 | TRUE | CCGT/CHP/Biomass | TRUE | 420
201 | Green Frog @ Alcoa (VIRIDIS 178 LIMITED) | 665 | 0 | 0 |  | 0.92184 | TRUE | CCGT/CHP/Biomass | TRUE | 40
202 | Green Frog @ Down Barn Farm (VIRIDIS 178 LIMITED) | 71 | 0 | 0 |  | 0.92184 | TRUE | CCGT/CHP/Biomass | TRUE | 20
203 | Green Frog @ Goose House Lane (VIRIDIS 178 LIMITED) | 585 | 0 | 0 |  | 0.92184 | TRUE | CCGT/CHP/Biomass | TRUE | 21
204 | Didcot B (RWE GENERATION UK PLC) | 41 | 0 | 0 |  | 0.92184 | TRUE | CCGT/CHP/Biomass | TRUE | 1475
205 | Ferrybridge D *Stage: 1.0* (KEADBY GENERATION LIMITED) | 353 | 0 | 0 |  | 0.92184 | TRUE | CCGT/CHP/Biomass | TRUE | 310
206 | Cellarhead 400kV Energy Storage (C & S ENERGY LIMITED) | 225 | 0 | 0 |  | 0.92184 | TRUE | BESS / Energy Park | TRUE | 300
207 | Rochdale BESS (Rochdale (BES) Ltd) | 491 | 0 | 0 |  | 0.92184 | TRUE | BESS / Energy Park | TRUE | 57
208 | Cellarhead Home Farm (ECODEV GROUP LTD) | 642 | 0 | 0 |  | 0.92184 | TRUE | BESS / Energy Park | TRUE | 280
209 | Capenhurst Tertiary Connection (HD888CAP LIMITED) | 356 | 0 | 0 |  | 0.92184 | TRUE | BESS / Energy Park | TRUE | 57
210 | Seabank (Tertiary) (PIVOTED POWER LLP) | 76 | 0 | 0 |  | 0.92184 | TRUE | BESS / Energy Park | TRUE | 49.9
211 | Sellindge (Tertiary) (PIVOTED POWER LLP) | 11 | 0 | 0 |  | 0.92184 | TRUE | BESS / Energy Park | TRUE | 49.9
212 | Capenhurst 275KV Substation (ZENOBE CAPENHURST LIMITED) | 356 | 0 | 0 |  | 0.92184 | TRUE | BESS / Energy Park | TRUE | 100
213 | Sheaf Energy (SHEAF ENERGY LIMITED) | 129 | 0 | 0 |  | 0.92184 | TRUE | BESS / Energy Park | TRUE | 249
214 | Bustleholme (PIVOTED POWER LLP) | 651 | 0 | 0 |  | 0.92184 | TRUE | BESS / Energy Park | TRUE | 49.9
215 | Burbo Bank Offshore Wind Farm (ORSTED BURBO (UK) LIMITED) | 443 | 0 | 0 |  | 0.92184 | TRUE | Wind | TRUE | 90
216 | Sizing John (Rainhill) *Stage: 1.0* (SIZING JOHN LIMITED) | 729 | 0 | 0 |  | 0.92184 | TRUE | BESS / Energy Park | TRUE | 57
217 | Sizing John (Rainhill) *Stage: 2.0* (SIZING JOHN LIMITED) | 729 | 0 | 0 |  | 0.92184 | TRUE | BESS / Energy Park | TRUE | 85.5
218 | Bumpers Farm BESS phase 2 (Harmony BF Ltd) | 617 | 0 | 0 |  | 0.92184 | TRUE | BESS / Energy Park | TRUE | 49.5
219 | Bumpers Farm BESS phase 1 (Harmony BF Ltd) | 617 | 0 | 0 |  | 0.92184 | TRUE | BESS / Energy Park | TRUE | 49.5
220 | Carrington (PIVOTED POWER LLP) | 334 | 0 | 0 |  | 0.92184 | TRUE | BESS / Energy Park | TRUE | 57
221 | Chapel Farm Battery Storage Project (HARMONY CF LIMITED) | 734 | 0 | 0 |  | 0.92184 | TRUE | BESS / Energy Park | TRUE | 49.5
222 | Pillswood BESS Phase 2 (Harmony (PW) 2 Limited) | 747 | 0 | 0 |  | 0.92184 | TRUE | BESS / Energy Park | TRUE | 49.9
223 | Richborough 1 (RICHBOROUGH ENERGY PARK LIMITED) | 129 | 0 | 0 |  | 0.92184 | TRUE | BESS / Energy Park | TRUE | 50
224 | Nursling Tertiary (NURSLING ENERGY TWO LIMITED) | 31 | 0 | 0 |  | 0.92184 | TRUE | BESS / Energy Park | TRUE | 49.9
225 | Ocker Hill Tertiary Connection (HD143OCK LTD) | 475 | 0 | 0 |  | 0.92184 | TRUE | BESS / Energy Park | TRUE | 57
226 | Oldbury (Tertiary) (PIVOTED POWER LLP) | 514 | 0 | 0 |  | 0.92184 | TRUE | BESS / Energy Park | TRUE | 49.9
227 | Cowley Energy Storage (Penso Power Limited) | 37 | 0 | 0 |  | 0.92184 | TRUE | BESS / Energy Park | TRUE | 200
228 | Ouse Energy Storage (Ouse Energy Limited) | 25 | 0 | 0 |  | 0.92184 | TRUE | BESS / Energy Park | TRUE | 249
229 | Peak Gen Barry (PEAK GEN POWER 6 LIMITED) | 558 | 0 | 0 |  | 0.92184 | TRUE | BESS / Energy Park | TRUE | 20
230 | Cowley (PIVOTED POWER LLP) | 37 | 0 | 0 |  | 0.92184 | TRUE | BESS / Energy Park | TRUE | 49.9
231 | Pembroke BESS (RWE GENERATION UK PLC) | 291 | 0 | 0 |  | 0.92184 | TRUE | BESS / Energy Park | TRUE | 350
232 | Coventry (PIVOTED POWER LLP) | 454 | 0 | 0 |  | 0.92184 | TRUE | BESS / Energy Park | TRUE | 49.9
233 | Penketh Hall Farm (Net Zero One Limited) | 518 | 0 | 0 |  | 0.92184 | TRUE | BESS / Energy Park | TRUE | 249.9
234 | Penwortham (Redscar) (CONRAD (REDSCAR) LIMITED) | 644 | 0 | 0 |  | 0.92184 | TRUE | BESS / Energy Park | TRUE | 40
235 | Penwortham BESS (CSE28 LIMITED) | 19 | 0 | 0 |  | 0.92184 | TRUE | BESS / Energy Park | TRUE | 57
236 | Penwortham BESS (Penwortham (BES) Ltd) | 19 | 0 | 0 |  | 0.92184 | TRUE | BESS / Energy Park | TRUE | 57
237 | Pillswood BESS Phase 1 (Harmony (PW) Limited) | 747 | 0 | 0 |  | 0.92184 | TRUE | BESS / Energy Park | TRUE | 49.9
238 | CONTEGO Battery Storage Project (Harmony CS Ltd) | 710 | 0 | 0 |  | 0.92184 | TRUE | BESS / Energy Park | TRUE | 35.8
239 | Pond Hill Farm 1 (PD688IRO LTD) | 123 | 0 | 0 |  | 0.92184 | TRUE | BESS / Energy Park | TRUE | 47.5
240 | Pond Hill Farm 2 BESS (PD688IRO LTD) | 123 | 0 | 0 |  | 0.92184 | TRUE | BESS / Energy Park | TRUE | 47.5
241 | Clay Tye Farm Phase 1 (HARMONY CTF LIMITED) | 716 | 0 | 0 |  | 0.92184 | TRUE | BESS / Energy Park | TRUE | 49.5
242 | Clayhill Farm (ARL O09 LIMITED) | 734 | 0 | 0 |  | 0.92184 | TRUE | BESS / Energy Park | TRUE | 40
243 | Richborough 2 (RICHBOROUGH ENERGY PARK LIMITED) | 129 | 0 | 0 |  | 0.92184 | TRUE | BESS / Energy Park | TRUE | 50
244 | Brook Farm BESS (Brook Farm Energy Storage Limited) | 553 | 0 | 0 |  | 0.92184 | TRUE | BESS / Energy Park | TRUE | 49.9
245 | Spennymoor Greener Grid Park *Stage: 1.0* (STATKRAFT UK LTD) | 6 | 0 | 0 |  | 0.92184 | TRUE | BESS / Energy Park | TRUE | 0
246 | Broadditch BESS (Harmony BD Ltd) | 603 | 0 | 0 |  | 0.92184 | TRUE | BESS / Energy Park | TRUE | 11.58
247 | Bolney (PIVOTED POWER LLP) | 215 | 0 | 0 |  | 0.92184 | TRUE | BESS / Energy Park | TRUE | 49.9
248 | Uskmouth *Stage: 1.0* (USKMOUTH ENERGY STORAGE LIMITED) | 638 | 0 | 0 |  | 0.92184 | TRUE | BESS / Energy Park | TRUE | 230
249 | Uskmouth - New Connection (ENSO GREEN HOLDINGS E LIMITED) | 331 | 0 | 0 |  | 0.92184 | TRUE | BESS / Energy Park | TRUE | 120
250 | Bloxwich (BLOXWICH ENERGY STORAGE LIMITED) | 651 | 0 | 0 |  | 0.92184 | TRUE | BESS / Energy Park | TRUE | 41
251 | Blackpool BESS (Conrad (Blackpool) Limited) | 688 | 0 | 0 |  | 0.92184 | TRUE | BESS / Energy Park | TRUE | 25.3
252 | BESS Swan (CSWE 3 LIMITED) | 172 | 0 | 0 |  | 0.92184 | TRUE | BESS / Energy Park | TRUE | 200
253 | Berkswell Energy Storage (Penso Power Limited) | 375 | 0 | 0 |  | 0.92184 | TRUE | BESS / Energy Park | TRUE | 200
254 | Walpole (PIVOTED POWER LLP) | 234 | 0 | 0 |  | 0.92184 | TRUE | BESS / Energy Park | TRUE | 49.9
255 | Warley (WARLEY BATTERY STORAGE) | 496 | 0 | 0 |  | 0.92184 | TRUE | BESS / Energy Park | TRUE | 57
256 | Weirs Drove *Stage: 1.0* (EAST ANGLIA GRID STORAGE ONE LIMITED) | 304 | 0 | 0 |  | 0.92184 | TRUE | BESS / Energy Park | TRUE | 49.9
257 | Weirs Drove *Stage: 2.0* (EAST ANGLIA GRID STORAGE ONE LIMITED) | 304 | 0 | 0 |  | 0.92184 | TRUE | BESS / Energy Park | TRUE | 30
258 | Tottenham (PIVOTED POWER LLP) | 551 | 0 | 0 |  | 0.92184 | TRUE | BESS / Energy Park | TRUE | 49.9
259 | WELBAR ENERGY STORAGE *Stage: 1.0* (WELBAR ENERGY STORAGE LIMITED) | 44 | 0 | 0 |  | 0.92184 | TRUE | BESS / Energy Park | TRUE | 349.9
260 | West Weybridge (PIVOTED POWER LLP) | 483 | 0 | 0 |  | 0.92184 | TRUE | BESS / Energy Park | TRUE | 49.9
261 | Whitegate Tertiary Connection (HD144WHI LTD) | 503 | 0 | 0 |  | 0.92184 | TRUE | BESS / Energy Park | TRUE | 57
262 | Whitson (PIVOTED POWER LLP) | 329 | 0 | 0 |  | 0.92184 | TRUE | BESS / Energy Park | TRUE | 49.9
263 | Willington (PIVOTED POWER LLP) | 163 | 0 | 0 |  | 0.92184 | TRUE | BESS / Energy Park | TRUE | 57
264 | Beddington 1 BESS (Bluestone Energy Ltd) | 756 | 0 | 0 |  | 0.92184 | TRUE | BESS / Energy Park | TRUE | 240
265 | Wymondley (PIVOTED POWER LLP) | 47 | 0 | 0 |  | 0.92184 | TRUE | BESS / Energy Park | TRUE | 57
266 | Zenobe Stalybridge Project (ZENOBE ENERGY LIMITED) | 333 | 0 | 0 |  | 0.92184 | TRUE | BESS / Energy Park | TRUE | 150
267 | Axminster (PIVOTED POWER LLP) | 300 | 0 | 0 |  | 0.92184 | TRUE | BESS / Energy Park | TRUE | 49.9
268 | Axminster (HB825AXM LTD) | 300 | 0 | 0 |  | 0.92184 | TRUE | BESS / Energy Park | TRUE | 120
269 | Axminster (CSE25 LIMITED) | 300 | 0 | 0 |  | 0.92184 | TRUE | BESS / Energy Park | TRUE | 150
270 | Aberthaw Energy (ABERTHAW ENERGY LIMITED) | 455 | 0 | 0 |  | 0.92184 | TRUE | BESS / Energy Park | TRUE | 249
271 | Beddington 2 BESS (Bluestone Energy Ltd) | 756 | 0 | 0 |  | 0.92184 | TRUE | BESS / Energy Park | TRUE | 240
272 | Southfields Farm (PD300RON Ltd) | 123 | 0 | 0 |  | 0.92184 | TRUE | BESS / Energy Park | TRUE | 47.5
273 | Tollgate 49.5MW BESS (Tollgate Energy Storage Limited) | 571 | 0 | 0 |  | 0.92184 | TRUE | BESS / Energy Park | TRUE | 49.5
274 | Thurrock Power Station (THURROCK POWER LIMITED) | 476 | 0 | 0 |  | 0.92184 | TRUE | CCGT/CHP/Biomass | TRUE | 750
275 | Spalding Energy Expansion *Stage: 1.0* (SPALDING ENERGY EXPANSION LIMITED) | 205 | 0 | 0 |  | 0.92184 | TRUE | CCGT/CHP/Biomass | TRUE | 299.99
276 | Spennymoor (PIVOTED POWER LLP) | 6 | 0 | 0 |  | 0.92184 | TRUE | BESS / Energy Park | TRUE | 49.9
277 | Cryogenic Battery System (Synchronous) (CRYOBATTERY ONE LIMITED) | 104 | 0 | 0 |  | 0.92184 | TRUE | BESS / Energy Park | TRUE | 49.9
278 | SSE Ferrybridge BESS (SSE UTILITY SOLUTIONS LIMITED) | 773 | 0 | 0 |  | 0.92184 | TRUE | BESS / Energy Park | TRUE | 150
279 | SSE Fiddlers Ferry Battery Energy Storage (SSE UTILITY SOLUTIONS LIMITED) | 518 | 0 | 0 |  | 0.92184 | TRUE | BESS / Energy Park | TRUE | 150
280 | Bridgwater 2 (tertiary) - New Conn (ENSO GREEN HOLDINGS LIMITED) | 102 | 0 | 0 |  | 0.92184 | TRUE | BESS / Energy Park | TRUE | 54
281 | St Dennis Hendra (SAMBAR POWER LIMITED) | 143 | 0 | 0 |  | 0.92184 | TRUE | BESS / Energy Park | TRUE | 47.5
282 | Steel Point (aka Project Lithium) (Skelmersdale Energy Storage Limited) | 637 | 0 | 0 |  | 0.92184 | TRUE | BESS / Energy Park | TRUE | 49.9
283 | Sundon (SUNDON BATTERY STORAGE LIMITED) | 243 | 0 | 0 |  | 0.92184 | TRUE | BESS / Energy Park | TRUE | 49.5
284 | Sundon (SUNDON GREEN LIMITED) | 734 | 0 | 0 |  | 0.92184 | TRUE | BESS / Energy Park | TRUE | 39.9
285 | Sundon Pivoted Power (PIVOTED POWER LLP) | 243 | 0 | 0 |  | 0.92184 | TRUE | BESS / Energy Park | TRUE | 49.9
286 | Bradford West 100MW (24 POWER LTD) | 327 | 0 | 0 |  | 0.92184 | TRUE | BESS / Energy Park | TRUE | 100
287 | Swansea Greener Grid Park - Connection 1 *Stage: 1.0* (Swansea Grid Solutions Limited) | 172 | 0 | 0 |  | 0.92184 | TRUE | BESS / Energy Park | TRUE | 12
288 | Bredbury (PIVOTED POWER LLP) | 434 | 0 | 0 |  | 0.92184 | TRUE | BESS / Energy Park | TRUE | 49.9
289 | Swansea North (PIVOTED POWER LLP) | 172 | 0 | 0 |  | 0.92184 | TRUE | BESS / Energy Park | TRUE | 49.9
290 | Bramley BESS *Stage: 1.0* (BRAMLEY BESS LIMITED) | 142 | 0 | 0 |  | 0.92184 | TRUE | BESS / Energy Park | TRUE | 49.995
291 | Tees CCPP *Stage: 1.0* (SEMBCORP UTILITIES (UK) LIMITED) | 473 | 0 | 0 |  | 0.92184 | TRUE | CCGT/CHP/Biomass | TRUE | 150
292 | Tees CCPP *Stage: 2.0* (SEMBCORP UTILITIES (UK) LIMITED) | 473 | 0 | 0 |  | 0.92184 | TRUE | CCGT/CHP/Biomass | TRUE | 210
293 | Tees CCPP *Stage: 3.0* (SEMBCORP UTILITIES (UK) LIMITED) | 473 | 0 | 0 |  | 0.92184 | TRUE | CCGT/CHP/Biomass | TRUE | 340
294 | Tees CCPP *Stage: 4.0* (SEMBCORP UTILITIES (UK) LIMITED) | 473 | 0 | 0 |  | 0.92184 | TRUE | CCGT/CHP/Biomass | TRUE | 490
295 | Tees CCPP *Stage: 5.0* (SEMBCORP UTILITIES (UK) LIMITED) | 473 | 0 | 0 |  | 0.92184 | TRUE | CCGT/CHP/Biomass | TRUE | 275
296 | Bramford (Tertiary) (PIVOTED POWER LLP) | 140 | 0 | 0 |  | 0.92184 | TRUE | BESS / Energy Park | TRUE | 57
297 | Braintree (PIVOTED POWER LLP) | 17 | 0 | 0 |  | 0.92184 | TRUE | BESS / Energy Park | TRUE | 49.9
298 | Thorpe Marsh Energy Park (Banks Renewables Limited) | 79 | 0 | 0 |  | 0.92184 | TRUE | BESS / Energy Park | TRUE | 1400
299 | Swansea Greener Grid Park - Connection 1 *Stage: 2.0* (Swansea Grid Solutions Limited) | 172 | 0 | 0 |  | 0.92184 | TRUE | BESS / Energy Park | TRUE | 85
300 | Culham Storage (STATERA ENERGY LIMITED) | 189 | 0 | 0 |  | 0.92184 | TRUE | BESS / Energy Park | TRUE | 500
301 | Clay Tye Farm Phase 2 (Harmony CTF 2 Limited) | 716 | 0 | 0 |  | 0.92184 | TRUE | BESS / Energy Park | TRUE | 49.5
302 | Kearsley (PIVOTED POWER LLP) | 260 | 0 | 0 |  | 0.92184 | TRUE | BESS / Energy Park | TRUE | 49.9
303 | Kirkby (Tertiary) (PIVOTED POWER LLP) | 504 | 0 | 0 |  | 0.92184 | TRUE | BESS / Energy Park | TRUE | 57
304 | Lakeside Energy Drax (LAKESIDE ENERGY STORAGE LIMITED) | 587 | 0 | 0 |  | 0.92184 | TRUE | BESS / Energy Park | TRUE | 99.9
305 | Laleham (PIVOTED POWER LLP) | 330 | 0 | 0 |  | 0.92184 | TRUE | BESS / Energy Park | TRUE | 49.9
306 | Landulph (PIVOTED POWER LLP) | 164 | 0 | 0 |  | 0.92184 | TRUE | BESS / Energy Park | TRUE | 49.9
307 | Drax (ENSO GREEN HOLDINGS D LIMITED) | 167 | 0 | 0 |  | 0.92184 | TRUE | BESS / Energy Park | TRUE | 190
308 | Lister Battery (formerly Lister Drive) (LISTER BATTERY LTD) | 472 | 0 | 0 |  | 0.92184 | TRUE | BESS / Energy Park | TRUE | 57
309 | Kingsnorth *Stage: 3.0* (ENSO GREEN HOLDINGS G LIMITED) | 242 | 0 | 0 |  | 0.92184 | TRUE | BESS / Energy Park | TRUE | 20.2
310 | Lister Drive (ORSTED ESS MERSEY LIMITED) | 549 | 0 | 0 |  | 0.92184 | TRUE | BESS / Energy Park | TRUE | 20
311 | Littlebrook BESS (ECODEV GROUP LTD) | 307 | 0 | 0 |  | 0.92184 | TRUE | BESS / Energy Park | TRUE | 300
312 | Dollymans Storage (Dollymans Storage Limited) | 535 | 0 | 0 |  | 0.92184 | TRUE | BESS / Energy Park | TRUE | 99.8
313 | Dog Trap Lane (HD381GRE Limited) | 123 | 0 | 0 |  | 0.92184 | TRUE | BESS / Energy Park | TRUE | 47.5
314 | Lovedean Greener Grid Park (STATKRAFT UK LTD) | 71 | 0 | 0 |  | 0.92184 | TRUE | BESS / Energy Park | TRUE | 49.9
315 | Dinorwig (FIRST HYDRO COMPANY) | 309 | 0 | 0 |  | 0.92184 | TRUE | Hydro/Pump/Tidal | TRUE | 1644
316 | Didcot Road (ARLINGTON ENERGY (DEVELOPMENT) LIMITED) | 41 | 0 | 0 |  | 0.92184 | TRUE | BESS / Energy Park | TRUE | 300
317 | Lister Drive Shaw (Carnegie BES Limited) | 472 | 0 | 0 |  | 0.92184 | TRUE | BESS / Energy Park | TRUE | 57
318 | Kingsnorth *Stage: 2.0* (ENSO GREEN HOLDINGS G LIMITED) | 242 | 0 | 0 |  | 0.92184 | TRUE | BESS / Energy Park | TRUE | 49.9
319 | Kingsnorth *Stage: 1.0* (ENSO GREEN HOLDINGS G LIMITED) | 242 | 0 | 0 |  | 0.92184 | TRUE | BESS / Energy Park | TRUE | 49.9
320 | Kemsley (PIVOTED POWER LLP) | 25 | 0 | 0 |  | 0.92184 | TRUE | BESS / Energy Park | TRUE | 49.9
321 | GF Upper Boat *Stage: 3.0* (PULSE CLEAN ENERGY SPV FRANKLIN LIMITED) | 359 | 0 | 0 |  | 0.92184 | TRUE | PV | TRUE | 200
322 | GF Upper Boat *Stage: 2.0* (PULSE CLEAN ENERGY SPV FRANKLIN LIMITED) | 359 | 0 | 0 |  | 0.92184 | TRUE | PV | TRUE | 0
323 | GF Upper Boat *Stage: 1.0* (PULSE CLEAN ENERGY SPV FRANKLIN LIMITED) | 359 | 0 | 0 |  | 0.92184 | TRUE | PV | TRUE | 0
324 | Gateway Energy Centre Power Station *Stage: 1.0* (GATEWAY ENERGY CENTRE LIMITED) | 191 | 0 | 0 |  | 0.92184 | TRUE | BESS / Energy Park | TRUE | 450
325 | Ffestiniog (FIRST HYDRO COMPANY) | 378 | 0 | 0 |  | 0.92184 | TRUE | Hydro/Pump/Tidal | TRUE | 360
326 | Feckenham Greener Grid Park *Stage: 1.0* (STATKRAFT UK LTD) | 30 | 0 | 0 |  | 0.92184 | TRUE | BESS / Energy Park | TRUE | 12
327 | Hutton Battery Storage (OSSPV001 LIMITED) | 85 | 0 | 0 |  | 0.92184 | TRUE | PV | TRUE | 10
328 | Fairholme BESS (HB411MIN Limited) | 123 | 0 | 0 |  | 0.92184 | TRUE | BESS / Energy Park | TRUE | 47.5
329 | Indian Queens (PIVOTED POWER LLP) | 143 | 0 | 0 |  | 0.92184 | TRUE | BESS / Energy Park | TRUE | 47.5
330 | Iron Acton *Stage: 1.0* (HD000ACT LTD) | 527 | 0 | 0 |  | 0.92184 | TRUE | BESS / Energy Park | TRUE | 49.9
331 | Iron Acton *Stage: 2.0* (HD000ACT LTD) | 527 | 0 | 0 |  | 0.92184 | TRUE | BESS / Energy Park | TRUE | 70.1
332 | Isenau Eight (Isenau Energy Storage Resources Eight Limited) | 803 | 0 | 0 |  | 0.92184 | TRUE | BESS / Energy Park | TRUE | 249
333 | Iver (PIVOTED POWER LLP) | 367 | 0 | 0 |  | 0.92184 | TRUE | BESS / Energy Park | TRUE | 49.9
334 | Exeter (Tertiary) (PIVOTED POWER LLP) | 262 | 0 | 0 |  | 0.92184 | TRUE | BESS / Energy Park | TRUE | 49.9
335 | Enderby (Akira) (ENDERBY BATTERY STORAGE LIMITED) | 302 | 0 | 0 |  | 0.92184 | TRUE | BESS / Energy Park | TRUE | 57
336 | Mannington (PIVOTED POWER LLP) | 223 | 0 | 0 |  | 0.92184 | TRUE | BESS / Energy Park | TRUE | 49.9
337 | Mannington Tertiary (MANNINGTON ENERGY CENTRE LIMITED) | 223 | 0 | 0 |  | 0.92184 | TRUE | BESS / Energy Park | TRUE | 47.5
338 | Legacy Tertiary Connection (HD639LEG LIMITED) | 58 | 0 | 0 |  | 0.92184 | TRUE | BESS / Energy Park | TRUE | 57
339 | Didcot Battery (DIDCOT BATTERY LIMITED) | 41 | 0 | 0 |  | 0.92184 | TRUE | BESS / Energy Park | TRUE | 100
340 | Minety (HB411MIN Limited) | 123 | 0 | 0 |  | 0.92184 | TRUE | BESS / Energy Park | TRUE | 47.5
341 | NorthFleet 2 BESS (CSE41 LIMITED) | 2 | 0 | 0 |  | 0.92184 | TRUE | BESS / Energy Park | TRUE | 300
342 | Middleton BESS (Middleton Energy Storage Limited) | 90 | 0 | 0 |  | 0.92184 | TRUE | BESS / Energy Park | TRUE | 200
343 | Monets Garden (MONETS GARDEN BATTERY LTD) | 95 | 0 | 0 |  | 0.92184 | TRUE | BESS / Energy Park | TRUE | 57
344 | Monk Fryston SSE (SSE BATTERY MONK FRYSTON LIMITED) | 398 | 0 | 0 |  | 0.92184 | TRUE | BESS / Energy Park | TRUE | 320
345 | Necton Greener Grid Park *Stage: 1.0* (STATKRAFT UK LTD) | 53 | 0 | 0 |  | 0.92184 | TRUE | BESS / Energy Park | TRUE | 0
346 | Mill Hill Tertiary Connection (HB333MIL LTD) | 363 | 0 | 0 |  | 0.92184 | TRUE | BESS / Energy Park | TRUE | 57
347 | Ninfield Greener Grid Park *Stage: 1.0* (STATKRAFT UK LTD) | 77 | 0 | 0 |  | 0.92184 | TRUE | BESS / Energy Park | TRUE | 0
348 | Monk Fryston Tertiary Connection (HD777FRY LTD) | 398 | 0 | 0 |  | 0.92184 | TRUE | BESS / Energy Park | TRUE | 57
349 | Newtonwood BESS (NEWTONWOOD ENERGY STORAGE LIMITED) | 669 | 0 | 0 |  | 0.92184 | TRUE | BESS / Energy Park | TRUE | 49.9
350 | Cuxton 49.5MW BESS (Cuxton Energy Storage Limited) | 242 | 0 | 0 |  | 0.92184 | TRUE | BESS / Energy Park | TRUE | 49.5
351 | Native River (Capenhurst) (NATIVE RIVER LTD) | 356 | 0 | 0 |  | 0.92184 | TRUE | BESS / Energy Park | TRUE | 57
352 | Didcot Energy Park (RNA-ENERGY LTD) | 41 | 0 | 0 |  | 0.92184 | TRUE | BESS / Energy Park | TRUE | 300
353 | Deeside Power Station (DEESIDE POWER (UK) LIMITED) | 117 | 0 | 0 |  | 0.92184 | TRUE | BESS / Energy Park | TRUE | 1
354 | Sudmeadow (VIRIDIS 178 LIMITED) | 656 | 0 | 0 |  | 0.92184 | TRUE | Other | TRUE | 41.76
355 | Drax (Coal) (DRAX POWER LIMITED) | 167 | 0 | 0 |  | 0.92184 | TRUE | Other | TRUE | 2001
356 | JBM Solar 13 - Melksham (JBM SOLAR PROJECTS 13 LIMITED) | 59 | 0 | 0 |  | 0.92184 | TRUE | PV | TRUE | 49.99
357 | Fleet Tertiary (FLEET SOLAR LIMITED) | 269 | 0 | 0 |  | 0.92184 | TRUE | PV | TRUE | 47.5
358 | Trafalgar Park (VIRIDIS 178 LIMITED) | 722 | 0 | 0 |  | 0.92184 | TRUE | Other | TRUE | 14
359 | Exeter Main Tertiary (EXETER MAIN BATTERY LIMITED) | 262 | 0 | 0 |  | 0.92184 | TRUE | BESS / Energy Park | TRUE | 57
360 | Dowlais (VIRIDIS 178 LIMITED) | 545 | 0 | 0 |  | 0.92184 | TRUE | Other | TRUE | 21
361 | Enderby Tertiary (CLUMP FARM SOLAR LIMITED) | 302 | 0 | 0 |  | 0.92184 | TRUE | PV | TRUE | 57
362 | Burghfield (SSE GENERATION LIMITED) | 142 | 0 | 0 |  | 0.92184 | TRUE | Other | TRUE | 47
363 | Ratcliffe on Soar (UNIPER UK LIMITED) | 193 | 0 | 0 |  | 0.92184 | TRUE | Other | TRUE | 2021
364 | Redfield Road B (VIRIDIS 178 LIMITED) | 559 | 0 | 0 |  | 0.92184 | TRUE | Other | TRUE | 20.88
365 | Axminster - New Connection *Stage: 2.0* (ENSO GREEN HOLDINGS B LIMITED) | 300 | 0 | 0 |  | 0.92184 | TRUE | PV | TRUE | 49.9
366 | Oaklands Farm Solar PV (BAYWA R.E. UK LIMITED) | 583 | 0 | 0 |  | 0.92184 | TRUE | PV | TRUE | 162.3
367 | Fferm Solar Pentir (LIGHTSOURCE SPV 191 LIMITED) | 182 | 0 | 0 |  | 0.92184 | TRUE | PV | TRUE | 57
368 | Axminster - New Connection *Stage: 3.0* (ENSO GREEN HOLDINGS B LIMITED) | 300 | 0 | 0 |  | 0.92184 | TRUE | PV | TRUE | 20.2
369 | Blankney Solar *Stage: 1.0* (ACRE LANE ENERGYFARM LIMITED) | 166 | 0 | 0 |  | 0.92184 | TRUE | PV | TRUE | 400
370 | Axminster - New Connection *Stage: 1.0* (ENSO GREEN HOLDINGS B LIMITED) | 300 | 0 | 0 |  | 0.92184 | TRUE | PV | TRUE | 49.9
371 | Willington East 2 (Tertiary) *Stage: 1.0* (ENSO GREEN HOLDINGS LIMITED) | 163 | 0 | 0 |  | 0.92184 | TRUE | PV | TRUE | 49.9
372 | Bird Grove/Rownall (ROWNALL FARM SOLAR LIMITED) | 225 | 0 | 0 |  | 0.92184 | TRUE | PV | TRUE | 57
373 | Bicker Fen 2 Solar *Stage: 1.0* (AGR SOLAR 3 LIMITED) | 166 | 0 | 0 |  | 0.92184 | TRUE | PV | TRUE | 49.995
374 | Bicker Fen 1 Solar *Stage: 1.0* (AGR SOLAR 2 LIMITED) | 166 | 0 | 0 |  | 0.92184 | TRUE | PV | TRUE | 49.995
375 | Flash Solar Farm *Stage: 1.0* (ELEMENTS GREEN TRENT LTD) | 36 | 0 | 0 |  | 0.92184 | TRUE | PV | TRUE | 360
376 | Flash Solar Farm *Stage: 2.0* (ELEMENTS GREEN TRENT LTD) | 36 | 0 | 0 |  | 0.92184 | TRUE | PV | TRUE | 40
377 | Flash Solar Farm *Stage: 3.0* (ELEMENTS GREEN TRENT LTD) | 36 | 0 | 0 |  | 0.92184 | TRUE | PV | TRUE | 200
378 | Barking PV BESS & Substation (O&G Solar (SPV 19) Limited) | 390 | 0 | 0 |  | 0.92184 | TRUE | PV | TRUE | 99.9
379 | Heckington Fen Solar Park (ECOTRICITY GENERATION LIMITED) | 166 | 0 | 0 |  | 0.92184 | TRUE | PV | TRUE | 400
380 | Bolney (tertiary) *Stage: 1.0* (BOLNEY GREEN LIMITED) | 215 | 0 | 0 |  | 0.92184 | TRUE | PV | TRUE | 49.9
381 | Bolney (tertiary) *Stage: 2.0* (BOLNEY GREEN LIMITED) | 215 | 0 | 0 |  | 0.92184 | TRUE | PV | TRUE | 7.1
382 | Norton (BAYWA R.E. UK LIMITED) | 232 | 0 | 0 |  | 0.92184 | TRUE | PV | TRUE | 57
383 | Exeter Solar PV & BESS (Exeter Storage Limited) | 262 | 0 | 0 |  | 0.92184 | TRUE | PV | TRUE | 290
384 | Harker Green Energy Centre (INNOVA RENEWABLES LIMITED) | 185 | 0 | 0 |  | 0.92184 | TRUE | PV | TRUE | 400
385 | Hams Hall Green Energy Centre *Stage: 1.0* (HAMS HALL GREEN ENERGY LIMITED) | 44 | 0 | 0 |  | 0.92184 | TRUE | PV | TRUE | 400
386 | BOOM Power Llanbabo Generation (Carrog Storage Facility Limited) | 83 | 0 | 0 |  | 0.92184 | TRUE | PV | TRUE | 300
387 | Botley West - Cote Solar Power Station (SOLARFIVE LTD) | 37 | 0 | 0 |  | 0.92184 | TRUE | PV | TRUE | 840
388 | Aberthaw (Tertiary) (ENSO GREEN HOLDINGS LIMITED) | 455 | 0 | 0 |  | 0.92184 | TRUE | PV | TRUE | 57
389 | Tillbridge Solar (TILLBRIDGE SOLAR LIMITED) | 199 | 0 | 0 |  | 0.92184 | TRUE | PV | TRUE | 500
390 | Old Flatts Farm (Net Zero One Limited) | 341 | 0 | 0 |  | 0.92184 | TRUE | PV | TRUE | 750
391 | Indian Queens Energy Centre (IQ ENERGY CENTRE LIMITED) | 143 | 0 | 0 |  | 0.92184 | TRUE | PV | TRUE | 47.5
392 | One Earth Solar Farm (ONE EARTH SOLAR FARM LIMITED) | 26 | 0 | 0 |  | 0.92184 | TRUE | PV | TRUE | 500
393 | Thorpe Marsh 1 (Tertiary) *Stage: 2.0* (ENSO GREEN HOLDINGS LIMITED) | 79 | 0 | 0 |  | 0.92184 | TRUE | PV | TRUE | 7.1
394 | Thorpe Marsh 1 (Tertiary) *Stage: 1.0* (ENSO GREEN HOLDINGS LIMITED) | 79 | 0 | 0 |  | 0.92184 | TRUE | PV | TRUE | 49.9
395 | Walpole 1 (Tertiary) *Stage: 1.0* (WALPOLE GREEN LIMITED) | 234 | 0 | 0 |  | 0.92184 | TRUE | PV | TRUE | 49.9
396 | Walpole 1 (Tertiary) *Stage: 2.0* (WALPOLE GREEN LIMITED) | 234 | 0 | 0 |  | 0.92184 | TRUE | PV | TRUE | 7.1
397 | Walpole 2 (tertiary) (ENSO GREEN HOLDINGS R LIMITED) | 234 | 0 | 0 |  | 0.92184 | TRUE | PV | TRUE | 100
398 | Berkswell (Tertiary) *Stage: 2.0* (ENSO GREEN HOLDINGS LIMITED) | 375 | 0 | 0 |  | 0.92184 | TRUE | PV | TRUE | 7.1
399 | Willington East 1 (Tertiary) *Stage: 2.0* (ENSO GREEN HOLDINGS LIMITED) | 163 | 0 | 0 |  | 0.92184 | TRUE | PV | TRUE | 7.1
400 | Willington East 1 (Tertiary) *Stage: 1.0* (ENSO GREEN HOLDINGS LIMITED) | 163 | 0 | 0 |  | 0.92184 | TRUE | PV | TRUE | 49.9
401 | Norwich (PIVOTED POWER LLP) | 554 | 0 | 0 |  | 0.92184 | TRUE | PV | TRUE | 57
402 | Gammidge PV & BESS Park (CS UK HOLDINGS III LIMITED) | 89 | 0 | 0 |  | 0.92184 | TRUE | PV | TRUE | 40.9
403 | Hirfynydd and Mynydd Drumaur (EDF ENERGY RENEWABLES LIMITED) | 172 | 0 | 0 |  | 0.92184 | TRUE | Wind | TRUE | 180
404 | West Weybridge (Tertiary) *Stage: 2.0* (ENSO GREEN HOLDINGS LIMITED) | 483 | 0 | 0 |  | 0.92184 | TRUE | PV | TRUE | 7.1
405 | Willington Energy Park (RNA-ENERGY LTD) | 163 | 0 | 0 |  | 0.92184 | TRUE | PV | TRUE | 500
406 | Willington Green Energy Centre *Stage: 1.0* (WILLINGTON GREEN ENERGY LIMITED) | 163 | 0 | 0 |  | 0.92184 | TRUE | PV | TRUE | 400
407 | West Weybridge (Tertiary) *Stage: 1.0* (ENSO GREEN HOLDINGS LIMITED) | 483 | 0 | 0 |  | 0.92184 | TRUE | PV | TRUE | 49.9
408 | Frodsham Solar Park (PEEL NRE DEVELOPMENTS LIMITED) | 373 | 0 | 0 |  | 0.92184 | TRUE | PV | TRUE | 100
409 | Worset PV & BESS Park (Worcestershire Solar 1 Limited) | 397 | 0 | 0 |  | 0.92184 | TRUE | PV | TRUE | 37.5
410 | Wylfa Substation (ENSO GREEN HOLDINGS LIMITED) | 691 | 0 | 0 |  | 0.92184 | TRUE | PV | TRUE | 120
411 | Beechgreen Energyfarm (BEECHGREEN ENERGYFARM LIMITED) | 304 | 0 | 0 |  | 0.92184 | TRUE | PV | TRUE | 49.99
412 | West Burton Solar Project (WEST BURTON SOLAR PROJECT LIMITED) | 237 | 0 | 0 |  | 0.92184 | TRUE | PV | TRUE | 480
413 | Willington East 2 (Tertiary) *Stage: 2.0* (ENSO GREEN HOLDINGS LIMITED) | 163 | 0 | 0 |  | 0.92184 | TRUE | PV | TRUE | 7.1
414 | Fleet Solar PV (FLEET SOLAR LIMITED) | 269 | 0 | 0 |  | 0.92184 | TRUE | PV | TRUE | 57
415 | West Burton *Stage: 3.0* (ENSO GREEN HOLDINGS A LIMITED) | 627 | 0 | 0 |  | 0.92184 | TRUE | PV | TRUE | 20.2
416 | West Burton *Stage: 2.0* (ENSO GREEN HOLDINGS A LIMITED) | 627 | 0 | 0 |  | 0.92184 | TRUE | PV | TRUE | 49.9
417 | West Burton *Stage: 1.0* (ENSO GREEN HOLDINGS A LIMITED) | 627 | 0 | 0 |  | 0.92184 | TRUE | PV | TRUE | 49.9
418 | Wymondley Solar Farm (AGR SOLAR 4 LIMITED) | 47 | 0 | 0 |  | 0.92184 | TRUE | PV | TRUE | 49.995
419 | Norton PV and BESS (Darlington Solar 1 Limited) | 232 | 0 | 0 |  | 0.92184 | TRUE | PV | TRUE | 40.9
420 | Fleet EGH (Tertiary) *Stage: 2.0* (ENSO GREEN HOLDINGS LIMITED) | 269 | 0 | 0 |  | 0.92184 | TRUE | PV | TRUE | 7.1
421 | Fleet EGH (Tertiary) *Stage: 1.0* (ENSO GREEN HOLDINGS LIMITED) | 269 | 0 | 0 |  | 0.92184 | TRUE | PV | TRUE | 49.9
422 | Heysham Green Energy Centre (INNOVA RENEWABLES LIMITED) | 253 | 0 | 0 |  | 0.92184 | TRUE | PV | TRUE | 400
423 | Fleet (Tertiary) (CSE23 LIMITED) | 269 | 0 | 0 |  | 0.92184 | TRUE | PV | TRUE | 47.5
424 | Berkswell (Tertiary) *Stage: 1.0* (ENSO GREEN HOLDINGS LIMITED) | 375 | 0 | 0 |  | 0.92184 | TRUE | PV | TRUE | 49.9
425 | Warley (tertiary) *Stage: 2.0* (WARLEY GREEN LIMITED) | 496 | 0 | 0 |  | 0.92184 | TRUE | PV | TRUE | 7.1
426 | Warley (tertiary) *Stage: 1.0* (WARLEY GREEN LIMITED) | 496 | 0 | 0 |  | 0.92184 | TRUE | PV | TRUE | 49.9
427 | Flash Solar Farm *Stage: 4.0* (ELEMENTS GREEN TRENT LTD) | 36 | 0 | 0 |  | 0.92184 | TRUE | PV | TRUE | 200
428 | Waltham Cross BESS (ENSO GREEN HOLDINGS LIMITED) | 403 | 0 | 0 |  | 0.92184 | TRUE | PV | TRUE | 57
429 | High Marnham (Tertiary) (ENSO GREEN HOLDINGS K LIMITED) | 26 | 0 | 0 |  | 0.92184 | TRUE | PV | TRUE | 57
430 | Thornton Facility *Stage: 3.0* (BALWEN LIMITED) | 23 | 0 | 0 |  | 0.92184 | TRUE | PV | TRUE | 200
431 | Ironbridge - New Connection *Stage: 3.0* (ENSO GREEN HOLDINGS F LIMITED) | 121 | 0 | 0 |  | 0.92184 | TRUE | PV | TRUE | 20.2
432 | Thornton Facility *Stage: 1.0* (BALWEN LIMITED) | 23 | 0 | 0 |  | 0.92184 | TRUE | PV | TRUE | 99.98
433 | Llanwern Phase 1 (GREENFIELDS (T) LIMITED) | 329 | 0 | 0 |  | 0.92184 | TRUE | PV | TRUE | 95
434 | Rochester Renewable Project (VATTENFALL WIND POWER LTD) | 743 | 0 | 0 |  | 0.92184 | TRUE | Wind | TRUE | 60
435 | Cellarhead Green Energy Centre (INNOVA RENEWABLES LIMITED) | 225 | 0 | 0 |  | 0.92184 | TRUE | PV | TRUE | 400
436 | Rosefield (Rosefield Energyfarm Limited) | 238 | 0 | 0 |  | 0.92184 | TRUE | PV | TRUE | 500
437 | Penwortham Green Energy Centre *Stage: 1.0* (PENWORTHAM GREEN ENERGY LIMITED) | 19 | 0 | 0 |  | 0.92184 | TRUE | PV | TRUE | 400
438 | Rye House (Tertiary) *Stage: 1.0* (ENSO GREEN HOLDINGS LIMITED) | 3 | 0 | 0 |  | 0.92184 | TRUE | PV | TRUE | 49.9
439 | Rye House (Tertiary) *Stage: 2.0* (ENSO GREEN HOLDINGS LIMITED) | 3 | 0 | 0 |  | 0.92184 | TRUE | PV | TRUE | 7.1
440 | Drakelow (ENSO GREEN HOLDINGS LIMITED) | 82 | 0 | 0 |  | 0.92184 | TRUE | PV | TRUE | 57
441 | Minety Tertiary (2) (JBM SOLAR PROJECTS 14 LIMITED) | 616 | 0 | 0 |  | 0.92184 | TRUE | PV | TRUE | 47.5
442 | Drakelow Green Energy Centre *Stage: 1.0* (DRAKELOW GREEN ENERGY LIMITED) | 82 | 0 | 0 |  | 0.92184 | TRUE | PV | TRUE | 400
443 | Capenhurst (Tertiary) *Stage: 2.0* (ENSO GREEN HOLDINGS LIMITED) | 356 | 0 | 0 |  | 0.92184 | TRUE | PV | TRUE | 7.1
444 | Capenhurst (Tertiary) *Stage: 1.0* (ENSO GREEN HOLDINGS LIMITED) | 356 | 0 | 0 |  | 0.92184 | TRUE | PV | TRUE | 49.9
445 | Canterbury Tertiary *Stage: 2.0* (ENSO GREEN HOLDINGS LIMITED) | 159 | 0 | 0 |  | 0.92184 | TRUE | PV | TRUE | 7.1
446 | Canterbury Tertiary *Stage: 1.0* (ENSO GREEN HOLDINGS LIMITED) | 159 | 0 | 0 |  | 0.92184 | TRUE | PV | TRUE | 49.9
447 | Legacy Green Energy Centre *Stage: 1.0* (LEGACY GREEN ENERGY LIMITED) | 58 | 0 | 0 |  | 0.92184 | TRUE | PV | TRUE | 400
448 | Llanwern Phase 2 (FUTURE ENERGY LLANWERN LIMITED) | 329 | 0 | 0 |  | 0.92184 | TRUE | PV | TRUE | 190
449 | Bushbury Green Energy Centre (INNOVA RENEWABLES LIMITED) | 538 | 0 | 0 |  | 0.92184 | TRUE | PV | TRUE | 480
450 | Longfield Solar (LONGFIELD SOLAR ENERGY FARM LIMITED) | 173 | 0 | 0 |  | 0.92184 | TRUE | PV | TRUE | 500
451 | Lovedean (Tertiary) *Stage: 2.0* (LOVEDEAN GREEN LIMITED) | 71 | 0 | 0 |  | 0.92184 | TRUE | PV | TRUE | 7.1
452 | Plas Power Estate North Tertiary (LIGHTSOURCE SPV 192 LIMITED) | 58 | 0 | 0 |  | 0.92184 | TRUE | PV | TRUE | 57
453 | Cleve Hill Solar Park (CLEVE HILL SOLAR PARK LIMITED) | 131 | 0 | 0 |  | 0.92184 | TRUE | PV | TRUE | 350
454 | Mannington (BAYWA R.E. UK LIMITED) | 223 | 0 | 0 |  | 0.92184 | TRUE | PV | TRUE | 57
455 | Project Yare (ASHGREEN ENERGY FARM LIMITED) | 115 | 0 | 0 |  | 0.92184 | TRUE | PV | TRUE | 49.5
456 | Melksham (Tertiary) *Stage: 1.0* (MELKSHAM CALNE GREEN LIMITED) | 59 | 0 | 0 |  | 0.92184 | TRUE | PV | TRUE | 49.9
457 | Melksham (Tertiary) *Stage: 2.0* (MELKSHAM CALNE GREEN LIMITED) | 59 | 0 | 0 |  | 0.92184 | TRUE | PV | TRUE | 7.1
458 | Cilfynydd Green Energy Centre *Stage: 1.0* (CILFYNYDD GREEN ENERGY LIMITED) | 230 | 0 | 0 |  | 0.92184 | TRUE | PV | TRUE | 400
459 | Chickerell Solar PV & BESS (CHICKERELL SOLAR LIMITED) | 18 | 0 | 0 |  | 0.92184 | TRUE | PV | TRUE | 400
460 | Ratcliffe-on-Soar *Stage: 1.0* (ENSO GREEN HOLDINGS C LIMITED) | 559 | 0 | 0 |  | 0.92184 | TRUE | PV | TRUE | 49.9
461 | Ratcliffe-on-Soar *Stage: 2.0* (ENSO GREEN HOLDINGS C LIMITED) | 559 | 0 | 0 |  | 0.92184 | TRUE | PV | TRUE | 49.9
462 | Ratcliffe-on-Soar *Stage: 3.0* (ENSO GREEN HOLDINGS C LIMITED) | 559 | 0 | 0 |  | 0.92184 | TRUE | PV | TRUE | 20.2
463 | Rayleigh 1 Tertiary *Stage: 1.0* (RAYLEIGH GREEN LIMITED) | 169 | 0 | 0 |  | 0.92184 | TRUE | PV | TRUE | 49.9
464 | Rayleigh 1 Tertiary *Stage: 2.0* (RAYLEIGH GREEN LIMITED) | 169 | 0 | 0 |  | 0.92184 | TRUE | PV | TRUE | 7.1
465 | Rayleigh 2 Tertiary *Stage: 1.0* (ENSO GREEN HOLDINGS LIMITED) | 169 | 0 | 0 |  | 0.92184 | TRUE | PV | TRUE | 49.9
466 | Rayleigh 2 Tertiary *Stage: 2.0* (ENSO GREEN HOLDINGS LIMITED) | 169 | 0 | 0 |  | 0.92184 | TRUE | PV | TRUE | 7.1
467 | Lovedean (Tertiary) *Stage: 1.0* (LOVEDEAN GREEN LIMITED) | 71 | 0 | 0 |  | 0.92184 | TRUE | PV | TRUE | 49.9
468 | Thornton Facility *Stage: 2.0* (BALWEN LIMITED) | 23 | 0 | 0 |  | 0.92184 | TRUE | PV | TRUE | 99.98
469 | East Claydon Solar PV (STATERA ENERGY LIMITED) | 238 | 0 | 0 |  | 0.92184 | TRUE | PV | TRUE | 500
470 | Pembroke (spare bay) (ENSO GREEN HOLDINGS LIMITED) | 640 | 0 | 0 |  | 0.92184 | TRUE | PV | TRUE | 120
471 | Bridgwater (tertiary) (BRIDGWATER GREEN LIMITED) | 102 | 0 | 0 |  | 0.92184 | TRUE | PV | TRUE | 57
472 | JBM Solar 12 - Shrewsbury Solar (JBM SOLAR PROJECTS 12 LIMITED) | 672 | 0 | 0 |  | 0.92184 | TRUE | PV | TRUE | 49.99
473 | Daines Green Energy Centre (INNOVA RENEWABLES LIMITED) | 157 | 0 | 0 |  | 0.92184 | TRUE | PV | TRUE | 480
474 | Swansea North Green Energy Centre (INNOVA RENEWABLES LIMITED) | 172 | 0 | 0 |  | 0.92184 | TRUE | PV | TRUE | 1025
475 | Breach Solar Farm (BURWELL 11 SOLAR LIMITED) | 304 | 0 | 0 |  | 0.92184 | TRUE | PV | TRUE | 49.995
476 | Bramley (tertiary) (ENSO GREEN HOLDINGS LIMITED) | 142 | 0 | 0 |  | 0.92184 | TRUE | PV | TRUE | 57
477 | Sunnica (SUNNICA LIMITED) | 304 | 0 | 0 |  | 0.92184 | TRUE | PV | TRUE | 500
478 | Bramford Tertiary *Stage: 2.0* (BRAMFORD GREEN LIMITED) | 140 | 0 | 0 |  | 0.92184 | TRUE | PV | TRUE | 7.1
479 | Ironbridge - New Connection *Stage: 2.0* (ENSO GREEN HOLDINGS F LIMITED) | 121 | 0 | 0 |  | 0.92184 | TRUE | PV | TRUE | 49.9
480 | Ironbridge - New Connection *Stage: 1.0* (ENSO GREEN HOLDINGS F LIMITED) | 121 | 0 | 0 |  | 0.92184 | TRUE | PV | TRUE | 49.9
481 | Iron Acton *Stage: 3.0* (IRON ACTON GREEN LIMITED) | 527 | 0 | 0 |  | 0.92184 | TRUE | PV | TRUE | 20.6
482 | Iron Acton *Stage: 2.0* (IRON ACTON GREEN LIMITED) | 527 | 0 | 0 |  | 0.92184 | TRUE | PV | TRUE | 49.5
483 | Iron Acton *Stage: 1.0* (IRON ACTON GREEN LIMITED) | 527 | 0 | 0 |  | 0.92184 | TRUE | PV | TRUE | 49.9
484 | Braintree (Tertiary) (CSE22 LIMITED) | 17 | 0 | 0 |  | 0.92184 | TRUE | PV | TRUE | 49.9
485 | Bramford Tertiary *Stage: 1.0* (BRAMFORD GREEN LIMITED) | 140 | 0 | 0 |  | 0.92184 | TRUE | PV | TRUE | 49.9
486 | Pembroke BESS and Solar Station (Renesola Hercules Energy 1 Ltd) | 291 | 0 | 0 |  | 0.92184 | TRUE | PV | TRUE | 99.9
487 | Essendine (MALLARD PASS SOLAR FARM LIMITED) | 29 | 0 | 0 |  | 0.92184 | TRUE | PV | TRUE | 240
488 | Sulgrave Solar PV (EDF ENERGY RENEWABLES LIMITED) | 576 | 0 | 0 |  | 0.92184 | TRUE | PV | TRUE | 129.8
489 | Kirkby Green Energy Centre (INNOVA RENEWABLES LIMITED) | 504 | 0 | 0 |  | 0.92184 | TRUE | PV | TRUE | 400
490 | Somerford (PD813ETY LTD) | 123 | 0 | 0 |  | 0.92184 | TRUE | PV | TRUE | 47.5
491 | Southfields (PD503HAN LTD) | 123 | 0 | 0 |  | 0.92184 | TRUE | PV | TRUE | 47.5
492 | Mon Solar Farm (LIGHTSOURCE SPV 204 LIMITED) | 83 | 0 | 0 |  | 0.92184 | TRUE | PV | TRUE | 240
493 | Eaton Socon Solar (RNA-ENERGY LTD) | 125 | 0 | 0 |  | 0.92184 | TRUE | PV | TRUE | 500
494 | Morgannwg Solar Farm (LIGHTSOURCE SPV 214 LIMITED) | 455 | 0 | 0 |  | 0.92184 | TRUE | PV | TRUE | 249
495 | Cowley (Tertiary) *Stage: 1.0* (COWLEY BALDON GREEN LIMITED) | 37 | 0 | 0 |  | 0.92184 | TRUE | PV | TRUE | 49.9
496 | Enderby Green Energy Centre (INNOVA RENEWABLES LIMITED) | 302 | 0 | 0 |  | 0.92184 | TRUE | PV | TRUE | 1025
497 | North Wales Hybrid (SOLAR CENTURY HOLDINGS LIMITED) | 319 | 0 | 0 |  | 0.92184 | TRUE | PV | TRUE | 53
498 | Elstree (tertiary) *Stage: 2.0* (ELSTREE GREEN LIMITED) | 354 | 0 | 0 |  | 0.92184 | TRUE | PV | TRUE | 7.1
499 | Cowley (Tertiary) *Stage: 2.0* (COWLEY BALDON GREEN LIMITED) | 37 | 0 | 0 |  | 0.92184 | TRUE | PV | TRUE | 7.1
500 | Staythorpe (BESS and PV) (SSE STAYTHORPE POWER LIMITED) | 36 | 0 | 0 |  | 0.92184 | TRUE | PV | TRUE | 437
501 | Kearsley North Green Energy Centre (INNOVA RENEWABLES LIMITED) | 653 | 0 | 0 |  | 0.92184 | TRUE | PV | TRUE | 400
502 | NorthFleet Tertiary (CSE29 LIMITED) | 2 | 0 | 0 |  | 0.92184 | TRUE | PV | TRUE | 49.9
503 | Elstree (tertiary) *Stage: 1.0* (ELSTREE GREEN LIMITED) | 354 | 0 | 0 |  | 0.92184 | TRUE | PV | TRUE | 49.9
504 | Peak Gen Bracknell (PEAK GEN POWER 11 LIMITED) | 573 | 0 | 0 |  | 0.92184 | TRUE | CCGT/CHP/Biomass | TRUE | 20
505 | Peak Gen BEGA (PEAK GEN POWER 2 LIMITED) | 609 | 0 | 0 |  | 0.92184 | TRUE | CCGT/CHP/Biomass | TRUE | 20.5
506 | Peak Gen Havant (PEAK GEN POWER 18 LIMITED) | 674 | 0 | 0 |  | 0.92184 | TRUE | CCGT/CHP/Biomass | TRUE | 21
507 | Western HVDC Link | 105 | 1836 | 0 |  | 0.92184 | TRUE | B6_Transfer_DC | TRUE
508 | Eastern HVDC Link 1 | 12 | 1836 | 0 |  | 0.92184 | TRUE | B6_Transfer_DC | TRUE
509 | HARK Border Node 0 | 109 | 538 | 0 |  | 0.92184 | TRUE | B6_Transfer_AC | TRUE
510 | HARK Border Node 1 | 249 | 538 | 0 |  | 0.92184 | TRUE | B6_Transfer_AC | TRUE
511 | STEW Border Node 0 | 64 | 685 | 0 |  | 0.92184 | TRUE | B6_Transfer_AC | TRUE
512 | STEW Border Node 1 | 311 | 685 | 0 |  | 0.92184 | TRUE | B6_Transfer_AC | TRUE

## ext_grid
| name | bus | vm_pu | va_degree | slack_weight | in_service
0 | Slack_Bus | 253 | 1 | 0 | 1 | TRUE

## line
| name | std_type | from_bus | to_bus | length_km | r_ohm_per_km | x_ohm_per_km | c_nf_per_km | g_us_per_km | max_i_ka | df | parallel | type | in_service
0 | ABHA4A-EXET41 (OHL) |  | 92 | 262 | 48.785 | 0.025516 | 0.32243 | 11.4098 | 0 | 2.9993 | 1 | 1 |  | TRUE
1 | ABHA4A-LAGA41 (OHL) |  | 92 | 51 | 26.121 | 0.025543 | 0.30792 | 11.953 | 0 | 3.1292 | 1 | 1 |  | TRUE
2 | ABHA4B-EXET41 (OHL) |  | 101 | 262 | 49.051 | 0.025541 | 0.32244 | 11.4096 | 0 | 1.5993 | 1 | 1 |  | TRUE
3 | ABHA4B-LAGA41 (OHL) |  | 101 | 51 | 26.121 | 0.025543 | 0.30792 | 11.953 | 0 | 1.5993 | 1 | 1 |  | TRUE
4 | ABTH21-COWT2A (OHL) |  | 455 | 346 | 13.318 | 0.028562 | 0.30942 | 11.8769 | 0 | 1.6586 | 1 | 1 |  | TRUE
5 | ABTH21-PYLE21 (OHL) |  | 455 | 419 | 35.388 | 0.038872 | 0.31036 | 11.8379 | 0 | 1.6586 | 1 | 1 |  | TRUE
6 | ABTH21-TREM21 (OHL) |  | 455 | 508 | 46.451 | 0.036908 | 0.34829 | 10.7214 | 0 | 1.1295 | 1 | 1 |  | TRUE
7 | ABTH21-UPPB21 (OHL) |  | 455 | 359 | 26.996 | 0.034569 | 0.32008 | 11.4187 | 0 | 1.5998 | 1 | 1 |  | TRUE
8 | ABTH21-UPPB22 (Composite) |  | 455 | 379 | 27.582 | 0.034136 | 0.31791 | 20.2656 | 0 | 1.2492 | 1 | 1 |  | TRUE
9 | ALDW21-BRIN21 (OHL) |  | 477 | 404 | 17.961 | 0.060716 | 0.32118 | 11.3626 | 0 | 1.1232 | 1 | 1 |  | TRUE
10 | ALDW21-WMEL21 (OHL) |  | 477 | 355 | 8.96 | 0.034521 | 0.32841 | 11.131 | 0 | 1.5998 | 1 | 1 |  | TRUE
11 | ALVE4A-INDQ41 (OHL) |  | 207 | 143 | 97.176 | 0.034922 | 0.31888 | 11.4936 | 0 | 1.5993 | 1 | 1 |  | TRUE
12 | ALVE4A-TAUN41 (OHL) |  | 207 | 213 | 73.293 | 0.025541 | 0.32243 | 11.4097 | 0 | 1.5993 | 1 | 1 |  | TRUE
13 | ALVE4B-INDQ41 (OHL) |  | 67 | 143 | 97.294 | 0.034913 | 0.31889 | 11.4934 | 0 | 1.5993 | 1 | 1 |  | TRUE
14 | ALVE4B-TAUN42 (OHL) |  | 67 | 318 | 73.298 | 0.02554 | 0.32243 | 11.4096 | 0 | 1.5993 | 1 | 1 |  | TRUE
15 | AMEM4A-ECLA41 (OHL) |  | 15 | 238 | 35.315 | 0.029087 | 0.31832 | 11.5297 | 0 | 2.5201 | 1 | 1 |  | TRUE
16 | AMEM4A-IVER4A (OHL) |  | 15 | 60 | 20.256 | 0.029068 | 0.31833 | 11.5296 | 0 | 2.5201 | 1 | 1 |  | TRUE
17 | AMEM4B-ECLA41 (OHL) |  | 16 | 238 | 35.315 | 0.029087 | 0.31832 | 11.5297 | 0 | 2.549 | 1 | 1 |  | TRUE
18 | AMEM4B-IVER4B (OHL) |  | 16 | 49 | 20.256 | 0.029068 | 0.31833 | 11.5296 | 0 | 2.549 | 1 | 1 |  | TRUE
19 | AXMI41-CHIC4A (Composite) |  | 300 | 18 | 39.5 | 0.015352 | 0.26771 | 65.8891 | 0 | 3.2 | 1 | 1 |  | TRUE
20 | AXMI41-EXET41 (OHL) |  | 300 | 262 | 36.184 | 0.017864 | 0.30577 | 12.0472 | 0 | 3.2 | 1 | 1 |  | TRUE
21 | BAGB21-MAGA21 (parallel Composite) |  | 360 | 456 | 14.018 | 0.023468 | 0.2814 | 51.1972 | 0 | 2.1372 | 1 | 1 |  | TRUE
22 | BAGB21-SWAN21 (parallel Composite) |  | 360 | 430 | 19.649 | 0.024055 | 0.2882 | 40.9499 | 0 | 3.0043 | 1 | 1 |  | TRUE
23 | BARK21-REBR22 (OHL) |  | 499 | 415 | 10.879 | 0.028571 | 0.30941 | 11.8801 | 0 | 2.0995 | 1 | 1 |  | TRUE
24 | BARK22-REBR21 (OHL) |  | 390 | 442 | 10.854 | 0.028567 | 0.30943 | 11.8803 | 0 | 2.1918 | 1 | 1 |  | TRUE
25 | BARK41-CHUE4A (OHL) |  | 293 | 57 | 13.654 | 0.02496 | 0.30807 | 11.8878 | 0 | 4.2695 | 1 | 1 |  | TRUE
26 | BARK41-CHUE4B (OHL) |  | 293 | 258 | 13.654 | 0.02496 | 0.30807 | 11.8878 | 0 | 4.2695 | 1 | 1 |  | TRUE
27 | BARK41-WHAM41 (Composite) |  | 293 | 50 | 9.786 | 0.025506 | 0.3131 | 21.2526 | 0 | 2.4682 | 1 | 1 |  | TRUE
28 | BARK41-WHAM41 (OHL) |  | 293 | 50 | 9.662 | 0.025668 | 0.31629 | 11.6189 | 0 | 2.5201 | 1 | 1 |  | TRUE
29 | BARK41-WTHU4A (OHL) |  | 293 | 272 | 15.872 | 0.029133 | 0.31835 | 11.5296 | 0 | 2.5201 | 1 | 1 |  | TRUE
30 | BARK41-WTHU4B (OHL) |  | 293 | 206 | 15.872 | 0.029133 | 0.31835 | 11.5296 | 0 | 2.5201 | 1 | 1 |  | TRUE
31 | BEDD21-CHSI21 (Composite) |  | 425 | 362 | 18.122 | 0.028377 | 0.30735 | 18.518 | 0 | 1.5998 | 1 | 1 |  | TRUE
32 | BEDD21-WIMB21 (Composite) |  | 425 | 411 | 9.468 | 0.032669 | 0.31271 | 52.0153 | 0 | 1.308 | 1 | 1 |  | TRUE
33 | BEDD22-CHSI21 (Composite) |  | 402 | 362 | 17.973 | 0.028486 | 0.30834 | 15.0398 | 0 | 1.3898 | 1 | 1 |  | TRUE
34 | BEDD23-WIMB2A (Composite) |  | 478 | 368 | 9.082 | 0.033141 | 0.31817 | 39.2793 | 0 | 1.5284 | 1 | 1 |  | TRUE
35 | BEDD4A-ROWD42 (Cable) |  | 266 | 155 | 10.1 | 0.011248 | 0.20467 | 239.9999 | 0 | 1.5646 | 1 | 1 |  | TRUE
36 | BEDD4B-ROWD41 (Cable) |  | 292 | 176 | 10.1 | 0.010931 | 0.20198 | 244.9999 | 0 | 1.5646 | 1 | 1 |  | TRUE
37 | BESW21-COVE21 (OHL) |  | 375 | 454 | 18.668 | 0.034555 | 0.32007 | 11.4189 | 0 | 1.5998 | 1 | 1 |  | TRUE
38 | BESW21-COVE21 (OHL) |  | 375 | 454 | 18.668 | 0.034555 | 0.32007 | 11.4189 | 0 | 1.5998 | 1 | 1 |  | TRUE
39 | BESW21-FECK21 (OHL) |  | 375 | 517 | 35.814 | 0.03009 | 0.31875 | 11.5077 | 0 | 1.5998 | 1 | 1 |  | TRUE
40 | BESW21-OCKH21 (Composite) |  | 375 | 530 | 57.67 | 0.030397 | 0.31745 | 16.6385 | 0 | 1.3395 | 1 | 1 |  | TRUE
41 | BICF41-SPLN41 (OHL) |  | 166 | 205 | 20.109 | 0.015197 | 0.28246 | 13.0462 | 0 | 4.0746 | 1 | 1 |  | TRUE
42 | BICF41-WALP41 (OHL) |  | 166 | 234 | 37.775 | 0.014189 | 0.27481 | 13.3715 | 0 | 4.118 | 1 | 1 |  | TRUE
43 | BICF41-WBUR41 (OHL) |  | 166 | 237 | 65.55 | 0.014182 | 0.27482 | 13.3719 | 0 | 4.2883 | 1 | 1 |  | TRUE
44 | BICF41-WBUR42 (OHL) |  | 166 | 295 | 65.55 | 0.014182 | 0.27482 | 13.3719 | 0 | 4.2883 | 1 | 1 |  | TRUE
45 | BIRK21-CAPE21 (OHL) |  | 443 | 356 | 15.448 | 0.034415 | 0.3348 | 10.9128 | 0 | 1.5998 | 1 | 1 |  | TRUE
46 | BIRK21-CAPE21 (OHL) |  | 443 | 356 | 15.448 | 0.034415 | 0.3348 | 10.9128 | 0 | 1.5998 | 1 | 1 |  | TRUE
47 | BIRK21-LISD2A (Cable) |  | 443 | 494 | 12.891 | 0.015898 | 0.1747 | 408.2785 | 0 | 1.5515 | 1 | 1 |  | TRUE
48 | BISW21-FECK21 (OHL) |  | 470 | 517 | 22.83 | 0.031072 | 0.3191 | 11.4861 | 0 | 1.5998 | 1 | 1 |  | TRUE
49 | BISW21-KITW21 (OHL) |  | 470 | 526 | 27.111 | 0.029401 | 0.31342 | 11.7135 | 0 | 1.5998 | 1 | 1 |  | TRUE
50 | BISW21-KITW21 (OHL) |  | 470 | 526 | 24.226 | 0.029094 | 0.31291 | 11.7354 | 0 | 1.5998 | 1 | 1 |  | TRUE
51 | BISW21-PENN21 (OHL) |  | 470 | 407 | 30.172 | 0.030905 | 0.31897 | 11.492 | 0 | 1.5998 | 1 | 1 |  | TRUE
52 | BLYT21-STEW21 (OHL) |  | 493 | 480 | 26.779 | 0.04157 | 0.39299 | 9.4251 | 0 | 1.1295 | 1 | 1 |  | TRUE
53 | BLYT21-STEW21 (OHL) |  | 493 | 480 | 26.711 | 0.041591 | 0.39297 | 9.4252 | 0 | 1.1295 | 1 | 1 |  | TRUE
54 | BLYT21-TYNE21 (OHL) |  | 493 | 435 | 16.818 | 0.033365 | 0.32124 | 11.4229 | 0 | 2.5613 | 1 | 1 |  | TRUE
55 | BLYT41-MEDB4A (Composite) |  | 7 | 93 | 26.757 | 0.025474 | 0.30736 | 13.3964 | 0 | 2.7583 | 1 | 1 |  | TRUE
56 | BLYT41-MEDB4B (Composite) |  | 7 | 226 | 27.126 | 0.025304 | 0.30636 | 17.6876 | 0 | 2.7583 | 1 | 1 |  | TRUE
57 | BODE41-PENM4A (Cable) |  | 319 | 32 | 0.8 | 0.016 | 0.188 | 190.0012 | 0 | 1.4145 | 1 | 1 |  | TRUE
58 | BODE41-PENM4B (OHL) |  | 319 | 196 | 0.5 | 0.016 | 0.2784 | 13.0666 | 0 | 3.6229 | 1 | 1 |  | TRUE
59 | BOLN41-LOVE41 (OHL) |  | 215 | 71 | 64.774 | 0.017365 | 0.27828 | 13.1146 | 0 | 3.9909 | 1 | 1 |  | TRUE
60 | BOLN41-LOVE41 (OHL) |  | 215 | 71 | 64.774 | 0.017365 | 0.27828 | 13.1146 | 0 | 3.9909 | 1 | 1 |  | TRUE
61 | BOLN41-NINF41 (OHL) |  | 215 | 77 | 51.404 | 0.017368 | 0.2783 | 13.1146 | 0 | 3.9909 | 1 | 1 |  | TRUE
62 | BOTW41-CHIL41 (OHL) |  | 184 | 52 | 7.479 | 0.01412 | 0.2749 | 13.372 | 0 | 4.2883 | 1 | 1 |  | TRUE
63 | BOTW41-LOVE41 (OHL) |  | 184 | 71 | 14.672 | 0.014177 | 0.27481 | 13.3719 | 0 | 4.2883 | 1 | 1 |  | TRUE
64 | BRAW21-ELLA21 (Composite) |  | 327 | 357 | 16.883 | 0.034446 | 0.31956 | 13.5583 | 0 | 1.2996 | 1 | 1 |  | TRUE
65 | BRAW21-KIRK21 (Composite) |  | 327 | 399 | 21.826 | 0.029244 | 0.29625 | 104.4028 | 0 | 1.2996 | 1 | 1 |  | TRUE
66 | BRAW21-MONF21 (OHL) |  | 327 | 398 | 51.155 | 0.017356 | 0.27828 | 13.1145 | 0 | 2.1372 | 1 | 1 |  | TRUE
67 | BRAW4A-PADI41 (OHL) |  | 160 | 8 | 59.3 | 0.020344 | 0.30546 | 12.0516 | 0 | 3.0975 | 1 | 1 |  | TRUE
68 | BRED21-MACC21 (OHL) |  | 434 | 446 | 19.612 | 0.029615 | 0.31338 | 11.7198 | 0 | 1.5809 | 1 | 1 |  | TRUE
69 | BRED21-SMAN21 (parallel Composite) |  | 434 | 429 | 15.633 | 0.024816 | 0.22272 | 125.9028 | 0 | 1.5725 | 1 | 1 |  | TRUE
70 | BRED21-STAL21 (OHL) |  | 434 | 333 | 15.054 | 0.033407 | 0.31865 | 11.4951 | 0 | 1.942 | 1 | 1 |  | TRUE
71 | BRFO41-NORM41 (Composite) |  | 140 | 115 | 61.676 | 0.025501 | 0.3222 | 12.0365 | 0 | 1.9428 | 1 | 1 |  | TRUE
72 | BRFO41-NORM41 (Composite) |  | 140 | 115 | 61.676 | 0.025501 | 0.3222 | 12.0365 | 0 | 1.9428 | 1 | 1 |  | TRUE
73 | BRIM2A-TOTT23 (Composite) |  | 405 | 466 | 7.748 | 0.033674 | 0.31566 | 29.3254 | 0 | 1.942 | 1 | 1 |  | TRUE
74 | BRIM2A-WALX22 (OHL) |  | 405 | 432 | 5.865 | 0.034557 | 0.32004 | 11.4186 | 0 | 1.942 | 1 | 1 |  | TRUE
75 | BRIM2B-TOTT22 (Composite) |  | 427 | 391 | 7.698 | 0.0335 | 0.31447 | 34.1935 | 0 | 1.942 | 1 | 1 |  | TRUE
76 | BRIM2B-WALX22 (OHL) |  | 427 | 432 | 5.997 | 0.034553 | 0.32005 | 11.4186 | 0 | 1.942 | 1 | 1 |  | TRUE
77 | BRIN21-CHTE21 (Composite) |  | 404 | 529 | 22.684 | 0.017303 | 0.27688 | 17.35 | 0 | 1.5809 | 1 | 1 |  | TRUE
78 | BRIN21-JORD21 (Composite) |  | 404 | 469 | 14.746 | 0.033181 | 0.30351 | 45.7933 | 0 | 1.0476 | 1 | 1 |  | TRUE
79 | BRIN21-NORL2A (Composite) |  | 404 | 489 | 16.102 | 0.033252 | 0.28579 | 64.8799 | 0 | 0.79989 | 1 | 1 |  | TRUE
80 | BRIN21-TEMP21 (OHL) |  | 404 | 523 | 2.757 | 0.034562 | 0.32093 | 11.386 | 0 | 1.5998 | 1 | 1 |  | TRUE
81 | BRIN21-TEMP22 (OHL) |  | 404 | 389 | 2.757 | 0.034562 | 0.32093 | 11.386 | 0 | 1.5998 | 1 | 1 |  | TRUE
82 | BRIN22-CHTE21 (OHL) |  | 341 | 529 | 22.375 | 0.017339 | 0.27837 | 13.1095 | 0 | 2.1372 | 1 | 1 |  | TRUE
83 | BRIN22-THUR21 (OHL) |  | 341 | 428 | 5.704 | 0.079417 | 0.31608 | 11.5269 | 0 | 1.1232 | 1 | 1 |  | TRUE
84 | BRIN22-TINP21 (OHL) |  | 341 | 479 | 3.17 | 0.034592 | 0.32015 | 11.4189 | 0 | 1.5998 | 1 | 1 |  | TRUE
85 | BRIN22-TINP22 (OHL) |  | 341 | 395 | 3.17 | 0.034592 | 0.32015 | 11.4189 | 0 | 1.5998 | 1 | 1 |  | TRUE
86 | BRIN41-THOM41 (OHL) |  | 218 | 149 | 36.299 | 0.017367 | 0.2784 | 13.111 | 0 | 3.1581 | 1 | 1 |  | TRUE
87 | BRIN41-THOM42 (OHL) |  | 218 | 79 | 36.299 | 0.017367 | 0.2784 | 13.111 | 0 | 3.1913 | 1 | 1 |  | TRUE
88 | BRLE41-DIDC41 (parallel Composite) |  | 142 | 41 | 43.391 | 0.01545 | 0.24794 | 39.9191 | 0 | 3.2 | 1 | 1 |  | TRUE
89 | BRLE41-DIDC41 (parallel Composite) |  | 142 | 41 | 43.391 | 0.01545 | 0.24776 | 61.6059 | 0 | 2.9402 | 1 | 1 |  | TRUE
90 | BRLE41-FLEE41 (OHL) |  | 142 | 269 | 17.555 | 0.017317 | 0.27826 | 13.1146 | 0 | 3.2 | 1 | 1 |  | TRUE
91 | BRLE41-FLEE41 (OHL) |  | 142 | 269 | 17.555 | 0.017317 | 0.27826 | 13.1146 | 0 | 3.2 | 1 | 1 |  | TRUE
92 | BRLE41-WWEY4A (OHL) |  | 142 | 273 | 49.375 | 0.025568 | 0.30769 | 11.9634 | 0 | 2.7583 | 1 | 1 |  | TRUE
93 | BRLE41-WWEY4B (OHL) |  | 142 | 106 | 49.375 | 0.025568 | 0.30769 | 11.9634 | 0 | 2.7583 | 1 | 1 |  | TRUE
94 | BURW41-PELH41 (OHL) |  | 304 | 194 | 42.934 | 0.014199 | 0.2748 | 13.3711 | 0 | 3.2303 | 1 | 1 |  | TRUE
95 | BURW41-PELH41 (OHL) |  | 304 | 194 | 42.782 | 0.014174 | 0.27481 | 13.3713 | 0 | 4.2883 | 1 | 1 |  | TRUE
96 | BURW41-WALP41 (OHL) |  | 304 | 234 | 51.189 | 0.014191 | 0.27481 | 13.3716 | 0 | 4.2883 | 1 | 1 |  | TRUE
97 | BURW41-WALP41 (OHL) |  | 304 | 234 | 51.183 | 0.014192 | 0.27481 | 13.3716 | 0 | 4.2883 | 1 | 1 |  | TRUE
98 | BUSH21-DRAK21 (OHL) |  | 352 | 468 | 38.153 | 0.028939 | 0.31746 | 11.5659 | 0 | 2.1372 | 1 | 1 |  | TRUE
99 | BUSH21-PENN21 (OHL) |  | 352 | 407 | 21.653 | 0.028779 | 0.31706 | 11.5845 | 0 | 1.5998 | 1 | 1 |  | TRUE
100 | BUSH21-WIEN2B (Composite) |  | 352 | 474 | 9.515 | 0.024718 | 0.27055 | 213.8488 | 0 | 1.4297 | 1 | 1 |  | TRUE
101 | BUST21-NECH21 (Composite) |  | 465 | 394 | 10.296 | 0.019097 | 0.23277 | 312.8503 | 0 | 1.2576 | 1 | 1 |  | TRUE
102 | BUST21-NECH21 (Composite) |  | 465 | 394 | 10.267 | 0.019151 | 0.23298 | 313.0477 | 0 | 1.2576 | 1 | 1 |  | TRUE
103 | CAMA11-IROA13 (Cable) |  | 572 | 552 | 1 | 1.4201 | 9.6686 | 329.1979 | 0 | 0.86603 | 1 | 1 |  | TRUE
104 | CAMA12-IROA12 (Cable) |  | 763 | 589 | 1 | 1.4201 | 9.6686 | 329.1979 | 0 | 0.86603 | 1 | 1 |  | TRUE
105 | CANT41-CANT41 (Cable) |  | 159 | 159 | 0.1 | 0.016 | 0.192 | 217.147 | 0 | 4.4774 | 1 | 1 |  | TRUE
106 | CANT41-CANT41 (Cable) |  | 159 | 159 | 0.1 | 0.016 | 0.192 | 217.147 | 0 | 4.4774 | 1 | 1 |  | TRUE
107 | CANT41-CANT41 (Cable) |  | 159 | 159 | 0.1 | 0.016 | 0.192 | 217.147 | 0 | 4.4774 | 1 | 1 |  | TRUE
108 | CANT41-CLEH41 (OHL) |  | 159 | 131 | 14.7 | 0.024925 | 0.30694 | 11.9385 | 0 | 4.118 | 1 | 1 |  | TRUE
109 | CANT41-KEMS4A (OHL) |  | 159 | 320 | 28.2 | 0.024908 | 0.30701 | 11.9386 | 0 | 3.9909 | 1 | 1 |  | TRUE
110 | CANT41-RICH41 (OHL) |  | 159 | 129 | 25 | 0.025536 | 0.30771 | 11.9634 | 0 | 2.5995 | 1 | 1 |  | TRUE
111 | CANT41-RICH41 (OHL) |  | 159 | 129 | 25 | 0.025536 | 0.30771 | 11.9634 | 0 | 2.5995 | 1 | 1 |  | TRUE
112 | CANT41-SELL4C (OHL) |  | 159 | 211 | 26.711 | 0.024919 | 0.30699 | 11.9389 | 0 | 4.2695 | 1 | 1 |  | TRUE
113 | CANT41-SELL4D (OHL) |  | 159 | 116 | 26.711 | 0.024919 | 0.30699 | 11.9389 | 0 | 4.2709 | 1 | 1 |  | TRUE
114 | CAPE1A-INCE11 (Cable) |  | 684 | 562 | 1 | 0.38786 | 3.5984 | 593.4696 | 0 | 1.0497 | 1 | 1 |  | TRUE
115 | CAPE1B-INCE11 (Cable) |  | 540 | 562 | 1 | 0.38402 | 3.5634 | 592.1908 | 0 | 1.0497 | 1 | 1 |  | TRUE
116 | CAPE4A-CONQ41 (OHL) |  | 46 | 117 | 11.543 | 0.014138 | 0.27487 | 13.372 | 0 | 4.2883 | 1 | 1 |  | TRUE
117 | CAPE4A-FROD41 (OHL) |  | 46 | 281 | 18.404 | 0.017301 | 0.25438 | 14.4334 | 0 | 3.4901 | 1 | 1 |  | TRUE
118 | CAPE4B-CONQ41 (OHL) |  | 69 | 117 | 11.543 | 0.014138 | 0.27487 | 13.372 | 0 | 4.2883 | 1 | 1 |  | TRUE
119 | CAPE4B-FROD41 (OHL) |  | 69 | 281 | 18.315 | 0.017297 | 0.25439 | 14.4337 | 0 | 3.4901 | 1 | 1 |  | TRUE
120 | CARE21-COWT2A (OHL) |  | 441 | 346 | 27.881 | 0.041581 | 0.39298 | 9.4211 | 0 | 1.1295 | 1 | 1 |  | TRUE
121 | CARE21-USKM2B (OHL) |  | 441 | 440 | 19.94 | 0.041567 | 0.39299 | 9.4252 | 0 | 1.1295 | 1 | 1 |  | TRUE
122 | CARR21-SMAN21 (Composite) |  | 334 | 429 | 10.977 | 0.032725 | 0.32794 | 20.4276 | 0 | 1.3961 | 1 | 1 |  | TRUE
123 | CARR21-SMAN21 (Composite) |  | 334 | 429 | 9.427 | 0.033212 | 0.32899 | 17.3604 | 0 | 1.3961 | 1 | 1 |  | TRUE
124 | CARR41-KEAR41 (OHL) |  | 180 | 260 | 13.154 | 0.027368 | 0.31309 | 11.7403 | 0 | 2.8564 | 1 | 1 |  | TRUE
125 | CARR41-PEWO4A (OHL) |  | 180 | 308 | 56.9 | 0.027782 | 0.31435 | 11.692 | 0 | 2.8001 | 1 | 1 |  | TRUE
126 | CARR42-DAIN41 (OHL) |  | 255 | 157 | 2.063 | 0.027145 | 0.31333 | 11.7312 | 0 | 2.1651 | 1 | 1 |  | TRUE
127 | CARR4B-DAIN41 (OHL) |  | 250 | 157 | 2.036 | 0.029077 | 0.31827 | 11.5213 | 0 | 2.2416 | 1 | 1 |  | TRUE
128 | CELL41-DAIN41 (parallel Composite) |  | 225 | 157 | 55.722 | 0.024321 | 0.29604 | 27.4666 | 0 | 3.3198 | 1 | 1 |  | TRUE
129 | CELL41-MACC41 (OHL) |  | 225 | 112 | 31.617 | 0.02505 | 0.30702 | 11.9478 | 0 | 4.2695 | 1 | 1 |  | TRUE
130 | CHIC41-EXET41 (Composite) |  | 74 | 262 | 75.92 | 0.016565 | 0.28588 | 40.0635 | 0 | 3.2 | 1 | 1 |  | TRUE
131 | CHIC41-MANN41 (OHL) |  | 74 | 223 | 53.913 | 0.017361 | 0.27829 | 13.1146 | 0 | 3.4901 | 1 | 1 |  | TRUE
132 | CHIC4A-MANN41 (OHL) |  | 18 | 223 | 54.066 | 0.017371 | 0.2783 | 13.1145 | 0 | 3.4901 | 1 | 1 |  | TRUE
133 | CHIL41-FAWL41 (Cable) |  | 52 | 48 | 3.73 | 0.015871 | 0.1008 | 303.9859 | 0 | 1.1547 | 1 | 1 |  | TRUE
134 | CHIL41-FAWL41 (Cable) |  | 52 | 48 | 3.69 | 0.016043 | 0.1006 | 303.9859 | 0 | 1.1547 | 1 | 1 |  | TRUE
135 | CHIL41-LOVE41 (Composite) |  | 52 | 71 | 22.694 | 0.014171 | 0.27426 | 17.7504 | 0 | 1.3005 | 1 | 1 |  | TRUE
136 | CHSI21-WWEY21 (OHL) |  | 362 | 506 | 15.318 | 0.025623 | 0.30753 | 11.9556 | 0 | 2.3178 | 1 | 1 |  | TRUE
137 | CHSI21-WWEY22 (OHL) |  | 362 | 483 | 15.347 | 0.025624 | 0.30754 | 11.9555 | 0 | 2.3178 | 1 | 1 |  | TRUE
138 | CHTE21-HIGM21 (OHL) |  | 529 | 358 | 43.792 | 0.021034 | 0.31188 | 11.7993 | 0 | 2.6411 | 1 | 1 |  | TRUE
139 | CHTE21-HIGM21 (OHL) |  | 529 | 358 | 43.651 | 0.021032 | 0.31188 | 11.7995 | 0 | 2.8868 | 1 | 1 |  | TRUE
140 | CHUE4A-TILB41 (Composite) |  | 57 | 248 | 13.525 | 0.024488 | 0.30391 | 19.1723 | 0 | 3.7398 | 1 | 1 |  | TRUE
141 | CHUE4A-WTHU4D (OHL) |  | 57 | 0 | 2.419 | 0.025134 | 0.32278 | 11.333 | 0 | 4.2695 | 1 | 1 |  | TRUE
142 | CHUE4B-TILB41 (Composite) |  | 258 | 248 | 13.525 | 0.024488 | 0.30391 | 19.1723 | 0 | 3.7398 | 1 | 1 |  | TRUE
143 | CHUE4B-WTHU4C (OHL) |  | 258 | 134 | 2.581 | 0.024797 | 0.32174 | 11.3647 | 0 | 4.2695 | 1 | 1 |  | TRUE
144 | CILF2A-UPPB21 (OHL) |  | 336 | 359 | 6.975 | 0.034587 | 0.32006 | 11.4191 | 0 | 1.5998 | 1 | 1 |  | TRUE
145 | CILF2B-UPPB22 (OHL) |  | 458 | 379 | 6.975 | 0.034587 | 0.32006 | 11.4191 | 0 | 1.5998 | 1 | 1 |  | TRUE
146 | CILF41-IMPP41 (OHL) |  | 230 | 236 | 25.119 | 0.017389 | 0.28001 | 13.0489 | 0 | 3.2 | 1 | 1 |  | TRUE
147 | CILF41-RASS41 (OHL) |  | 230 | 299 | 26.901 | 0.017367 | 0.27829 | 13.1144 | 0 | 3.2 | 1 | 1 |  | TRUE
148 | CILF41-RHIG41 (OHL) |  | 230 | 202 | 25.011 | 0.017336 | 0.27828 | 13.1146 | 0 | 3.2 | 1 | 1 |  | TRUE
149 | CILF41-SWAN41 (OHL) |  | 230 | 172 | 61.595 | 0.017352 | 0.27828 | 13.1144 | 0 | 3.2 | 1 | 1 |  | TRUE
150 | CILF41-SWAN42 (OHL) |  | 230 | 316 | 61.655 | 0.017361 | 0.2783 | 13.1143 | 0 | 3.8856 | 1 | 1 |  | TRUE
151 | CILF41-WHSO4A (OHL) |  | 230 | 323 | 35.208 | 0.017405 | 0.27953 | 13.0675 | 0 | 3.2 | 1 | 1 |  | TRUE
152 | CITR41-CITR41 (Cable) |  | 203 | 203 | 0.1 | 0.016 | 0.128 | 358.0986 | 0 | 1.95 | 1 | 1 |  | TRUE
153 | CITR41-CITR41 (Cable) |  | 203 | 203 | 0.1 | 0.016 | 0.128 | 358.0986 | 0 | 1.9659 | 1 | 1 |  | TRUE
154 | CITR41-PUDM41 (Cable) |  | 203 | 312 | 7.29 | 0.014486 | 0.13125 | 358.0986 | 0 | 1.4203 | 1 | 1 |  | TRUE
155 | CITR41-SJOW41 (Cable) |  | 203 | 228 | 7.243 | 0.014359 | 0.13122 | 358.0986 | 0 | 1.4203 | 1 | 1 |  | TRUE
156 | CITR41-SJOW41 (Cable) |  | 203 | 228 | 6.776 | 0.014404 | 0.13129 | 358.0986 | 0 | 1.4203 | 1 | 1 |  | TRUE
157 | CITR41-WHAM4B (Cable) |  | 203 | 277 | 9.39 | 0.014483 | 0.1312 | 358.0986 | 0 | 1.4203 | 1 | 1 |  | TRUE
158 | CLEH41-KEMS4B (OHL) |  | 131 | 25 | 13.5 | 0.024889 | 0.30696 | 11.9385 | 0 | 4.118 | 1 | 1 |  | TRUE
159 | CONQ41-DAIN41 (OHL) |  | 117 | 157 | 60.331 | 0.024929 | 0.30697 | 11.9383 | 0 | 4.118 | 1 | 1 |  | TRUE
160 | CONQ41-DAIN41 (OHL) |  | 117 | 157 | 60.294 | 0.024891 | 0.30682 | 11.9447 | 0 | 4.118 | 1 | 1 |  | TRUE
161 | CONQ41-FLIB41 (Cable) |  | 117 | 105 | 3.495 | 0.010072 | 0.2289 | 250.0002 | 0 | 2.0048 | 1 | 1 |  | TRUE
162 | CONQ41-FLIB41 (Cable) |  | 117 | 105 | 3.388 | 0.01039 | 0.22904 | 250.0002 | 0 | 2.0048 | 1 | 1 |  | TRUE
163 | CONQ41-PENM4A (Composite) |  | 117 | 32 | 30.427 | 0.0173 | 0.27765 | 14.5228 | 0 | 3.2 | 1 | 1 |  | TRUE
164 | CONQ41-PENM4B (Composite) |  | 117 | 196 | 30.427 | 0.0173 | 0.27765 | 14.5228 | 0 | 3.2 | 1 | 1 |  | TRUE
165 | CONQ41-TREU4A (OHL) |  | 117 | 276 | 14.323 | 0.027369 | 0.31301 | 11.7463 | 0 | 3.0946 | 1 | 1 |  | TRUE
166 | CONQ41-TREU4B (OHL) |  | 117 | 325 | 14.323 | 0.027369 | 0.31301 | 11.7463 | 0 | 2.8564 | 1 | 1 |  | TRUE
167 | COSO41-RAYL41 (OHL) |  | 191 | 169 | 13.913 | 0.024955 | 0.31027 | 11.8112 | 0 | 3.8437 | 1 | 1 |  | TRUE
168 | COSO41-TILB4B (OHL) |  | 191 | 28 | 12.363 | 0.024978 | 0.3106 | 11.7963 | 0 | 3.1278 | 1 | 1 |  | TRUE
169 | COTT41-MARH4B (OHL) |  | 199 | 153 | 100.853 | 0.028112 | 0.31495 | 11.6639 | 0 | 2.5201 | 1 | 1 |  | TRUE
170 | COTT41-RYHA4A (OHL) |  | 199 | 29 | 76.891 | 0.017354 | 0.2783 | 13.1145 | 0 | 3.2 | 1 | 1 |  | TRUE
171 | COTT41-STAY41 (parallel Composite) |  | 199 | 285 | 28.288 | 0.02862 | 0.31357 | 15.163 | 0 | 2.8564 | 1 | 1 |  | TRUE
172 | COTT42-RYHA4B (OHL) |  | 220 | 98 | 76.816 | 0.017371 | 0.2783 | 13.1146 | 0 | 3.2 | 1 | 1 |  | TRUE
173 | COTT42-STAY41 (OHL) |  | 220 | 285 | 27.698 | 0.025475 | 0.30599 | 12.0189 | 0 | 2.8564 | 1 | 1 |  | TRUE
174 | COTT42-WBUR42 (OHL) |  | 220 | 295 | 6.76 | 0.024852 | 0.31266 | 11.7547 | 0 | 4.2883 | 1 | 1 |  | TRUE
175 | COVE21-NECH21 (OHL) |  | 454 | 394 | 30.715 | 0.015241 | 0.27603 | 13.2911 | 0 | 2.1372 | 1 | 1 |  | TRUE
176 | COVE21-RATS2A (Composite) |  | 454 | 498 | 65.363 | 0.025118 | 0.30526 | 15.0311 | 0 | 2.0995 | 1 | 1 |  | TRUE
177 | COWL41-CULJ4A (OHL) |  | 37 | 189 | 6.496 | 0.017241 | 0.27833 | 13.1145 | 0 | 3.2 | 1 | 1 |  | TRUE
178 | COWL41-DIDC41 (OHL) |  | 37 | 41 | 11.503 | 0.017387 | 0.27833 | 13.1142 | 0 | 3.2 | 1 | 1 |  | TRUE
179 | COWL41-ECLA41 (OHL) |  | 37 | 238 | 36.301 | 0.017366 | 0.2783 | 13.1146 | 0 | 3.2 | 1 | 1 |  | TRUE
180 | COWL41-LEIB4A (OHL) |  | 37 | 4 | 52.495 | 0.016367 | 0.27721 | 13.1956 | 0 | 3.2 | 1 | 1 |  | TRUE
181 | COWL41-MITY41 (Composite) |  | 37 | 123 | 102.197 | 0.0222 | 0.28953 | 19.0912 | 0 | 1.2658 | 1 | 1 |  | TRUE
182 | COWL41-WALH41 (Composite) |  | 37 | 21 | 91.645 | 0.019728 | 0.28573 | 19.9888 | 0 | 1.2658 | 1 | 1 |  | TRUE
183 | COWT2A-PYLE21 (OHL) |  | 346 | 419 | 22.6 | 0.044639 | 0.3109 | 11.8153 | 0 | 1.6586 | 1 | 1 |  | TRUE
184 | CREB2A-HEDO21 (OHL) |  | 528 | 409 | 20.347 | 0.020963 | 0.28199 | 13.0572 | 0 | 3.1912 | 1 | 1 |  | TRUE
185 | CREB2B-SAEN21 (OHL) |  | 492 | 384 | 20.347 | 0.020963 | 0.28199 | 13.0572 | 0 | 3.1912 | 1 | 1 |  | TRUE
186 | CREB41-GART4A (OHL) |  | 33 | 298 | 32.081 | 0.017356 | 0.2783 | 13.1142 | 0 | 3.8437 | 1 | 1 |  | TRUE
187 | CREB41-GART4B (OHL) |  | 33 | 174 | 32.109 | 0.017341 | 0.2783 | 13.1141 | 0 | 3.8437 | 1 | 1 |  | TRUE
188 | CULJ4A-DIDC41 (OHL) |  | 189 | 41 | 4.898 | 0.017313 | 0.27832 | 13.1145 | 0 | 3.2 | 1 | 1 |  | TRUE
189 | DAIN41-MACC41 (parallel Composite) |  | 157 | 112 | 35.993 | 0.024049 | 0.28943 | 36.9223 | 0 | 3.0946 | 1 | 1 |  | TRUE
190 | DAMC41-KINO41 (Cable) |  | 239 | 242 | 0.919 | 0.001741 | 0.0087051 | 57.2953 | 0 | 2.2055 | 1 | 1 |  | TRUE
191 | DINO41-PENT41 (Cable) |  | 309 | 182 | 10.762 | 0.01115 | 0.17603 | 397.8874 | 0 | 2.2473 | 1 | 1 |  | TRUE
192 | DINO41-PENT41 (Composite) |  | 309 | 182 | 10.728 | 0.01387 | 0.2091 | 235.4349 | 0 | 2.2675 | 1 | 1 |  | TRUE
193 | DRAK41-BUST4A (OHL) |  | 82 | 86 | 34.592 | 0.017345 | 0.27831 | 13.1141 | 0 | 1.592 | 1 | 1 |  | TRUE
194 | DRAK41-BUST4B (OHL) |  | 82 | 158 | 34.537 | 0.017373 | 0.27829 | 13.1141 | 0 | 3.2 | 1 | 1 |  | TRUE
195 | DRAK41-HAMH41 (OHL) |  | 82 | 44 | 29.434 | 0.029028 | 0.31838 | 11.5291 | 0 | 2.5201 | 1 | 1 |  | TRUE
196 | DRAK41-OLDB4A (Composite) |  | 82 | 68 | 49.318 | 0.02988 | 0.3179 | 14.7267 | 0 | 1.5415 | 1 | 1 |  | TRUE
197 | DRAK41-RATS41 (OHL) |  | 82 | 193 | 32.907 | 0.028298 | 0.3176 | 11.563 | 0 | 2.5201 | 1 | 1 |  | TRUE
198 | DRAK41-RUGE41 (OHL) |  | 82 | 286 | 20.966 | 0.028923 | 0.31846 | 11.5285 | 0 | 2.5201 | 1 | 1 |  | TRUE
199 | DRAK41-WILE41 (OHL) |  | 82 | 163 | 16.937 | 0.029096 | 0.31836 | 11.5284 | 0 | 2.5201 | 1 | 1 |  | TRUE
200 | DRAX41-EGGB42 (Composite) |  | 167 | 20 | 11.828 | 0.017315 | 0.27284 | 50.9636 | 0 | 2.7107 | 1 | 1 |  | TRUE
201 | DRAX41-FENW4A (OHL) |  | 167 | 99 | 13.443 | 0.017377 | 0.27827 | 13.1146 | 0 | 3.8856 | 1 | 1 |  | TRUE
202 | DRAX41-THTO42 (OHL) |  | 167 | 81 | 22.579 | 0.014031 | 0.27473 | 13.3968 | 0 | 4.792 | 1 | 1 |  | TRUE
203 | DRAX42-EGGB41 (OHL) |  | 252 | 265 | 11.188 | 0.017733 | 0.28359 | 12.9105 | 0 | 3.5319 | 1 | 1 |  | TRUE
204 | DRAX42-THOM41 (OHL) |  | 252 | 149 | 21.73 | 0.022899 | 0.29393 | 12.4918 | 0 | 3.2447 | 1 | 1 |  | TRUE
205 | DRAX42-THTO41 (OHL) |  | 252 | 246 | 22.579 | 0.014031 | 0.27473 | 13.3968 | 0 | 4.792 | 1 | 1 |  | TRUE
206 | DUNG41-NINF41 (OHL) |  | 1 | 77 | 44.081 | 0.014192 | 0.2748 | 13.3714 | 0 | 3.4901 | 1 | 1 |  | TRUE
207 | DUNG41-NINF41 (OHL) |  | 1 | 77 | 44.056 | 0.0142 | 0.27481 | 13.3715 | 0 | 3.4901 | 1 | 1 |  | TRUE
208 | DUNG41-SELL4E (OHL) |  | 1 | 271 | 25.387 | 0.024895 | 0.30699 | 11.9385 | 0 | 3.4901 | 1 | 1 |  | TRUE
209 | DUNG41-SELL4F (OHL) |  | 1 | 289 | 25.403 | 0.024942 | 0.30699 | 11.9384 | 0 | 3.4901 | 1 | 1 |  | TRUE
210 | EALI21-LALE21 (Cable) |  | 388 | 330 | 19.658 | 0.020428 | 0.1505 | 358.1907 | 0 | 0.84188 | 1 | 1 |  | TRUE
211 | EALI21-LALE21 (Cable) |  | 388 | 330 | 19.658 | 0.020428 | 0.1505 | 358.1907 | 0 | 0.89437 | 1 | 1 |  | TRUE
212 | EALI21-WISD2A (Cable) |  | 388 | 512 | 6.075 | 0.015063 | 0.17316 | 426.3771 | 0 | 1.5431 | 1 | 1 |  | TRUE
213 | EASO41-WYMO41 (OHL) |  | 125 | 47 | 35.272 | 0.017374 | 0.27829 | 13.1146 | 0 | 3.2 | 1 | 1 |  | TRUE
214 | EASO4A-RYHA4B (OHL) |  | 270 | 98 | 58.769 | 0.01737 | 0.2783 | 13.1143 | 0 | 3.2 | 1 | 1 |  | TRUE
215 | EASO4B-RYHA4A (OHL) |  | 146 | 29 | 58.95 | 0.017371 | 0.27828 | 13.1142 | 0 | 3.2 | 1 | 1 |  | TRUE
216 | EASO4B-WYMO41 (OHL) |  | 146 | 47 | 35.272 | 0.017374 | 0.27829 | 13.1146 | 0 | 3.2 | 1 | 1 |  | TRUE
217 | ECLA41-LEIB4B (OHL) |  | 238 | 42 | 15.985 | 0.014113 | 0.27476 | 13.3804 | 0 | 3.2 | 1 | 1 |  | TRUE
218 | ECLA41-PAFB4A (OHL) |  | 238 | 141 | 44.72 | 0.029123 | 0.31835 | 11.5297 | 0 | 2.5201 | 1 | 1 |  | TRUE
219 | ECLA41-PAFB4B (OHL) |  | 238 | 54 | 44.886 | 0.029123 | 0.31835 | 11.5295 | 0 | 2.5201 | 1 | 1 |  | TRUE
220 | EGGB41-ROCH4A (Composite) |  | 265 | 296 | 85.575 | 0.026475 | 0.30315 | 14.9846 | 0 | 1.6195 | 1 | 1 |  | TRUE
221 | EGGB41-THOM41 (Composite) |  | 265 | 149 | 28.267 | 0.016585 | 0.27719 | 15.3773 | 0 | 2.5995 | 1 | 1 |  | TRUE
222 | EGGB42-FERR4A (OHL) |  | 20 | 257 | 11.864 | 0.017262 | 0.27822 | 13.1178 | 0 | 3.2 | 1 | 1 |  | TRUE
223 | EGGB42-STSB4B (OHL) |  | 20 | 303 | 48.084 | 0.017303 | 0.27821 | 13.1186 | 0 | 3.2 | 1 | 1 |  | TRUE
224 | ELLA21-FERR22 (OHL) |  | 357 | 401 | 45.565 | 0.026107 | 0.30282 | 12.1449 | 0 | 2.4165 | 1 | 1 |  | TRUE
225 | ELLA21-KIRK21 (Composite) |  | 357 | 399 | 39.039 | 0.031343 | 0.30539 | 69.0823 | 0 | 1.2996 | 1 | 1 |  | TRUE
226 | ELLA21-STAL21 (OHL) |  | 357 | 333 | 39.6 | 0.031453 | 0.31747 | 11.5527 | 0 | 1.5998 | 1 | 1 |  | TRUE
227 | ELST12-HEND11 (Cable) |  | 658 | 588 | 1 | 0.14113 | 1.1047 | 2924.7826 | 0 | 0.9535 | 1 | 1 |  | TRUE
228 | ELST21-MILH2A (Composite) |  | 457 | 363 | 12.713 | 0.032599 | 0.23574 | 184.337 | 0 | 0.90277 | 1 | 1 |  | TRUE
229 | ELST21-MILH2B (Composite) |  | 457 | 422 | 12.657 | 0.032623 | 0.23613 | 183.5677 | 0 | 0.90277 | 1 | 1 |  | TRUE
230 | ELST21-WARL21 (Composite) |  | 457 | 496 | 59.469 | 0.031143 | 0.31366 | 13.6331 | 0 | 1.2996 | 1 | 1 |  | TRUE
231 | ELST21-WATS21 (Composite) |  | 457 | 418 | 5.797 | 0.033136 | 0.31257 | 42.124 | 0 | 1.2996 | 1 | 1 |  | TRUE
232 | ELST22-WARL21 (Composite) |  | 354 | 496 | 59.834 | 0.031042 | 0.3131 | 16.0726 | 0 | 1.2996 | 1 | 1 |  | TRUE
233 | ELST22-WATS22 (Composite) |  | 354 | 447 | 5.62 | 0.033776 | 0.31582 | 29.041 | 0 | 1.2996 | 1 | 1 |  | TRUE
234 | ELST41-SJOW41 (Cable) |  | 264 | 228 | 20 | 0.0112 | 0.1408 | 242.9998 | 0 | 2.4003 | 1 | 1 |  | TRUE
235 | ENDE41-PAFB4A (OHL) |  | 302 | 141 | 41.13 | 0.027581 | 0.31319 | 11.7329 | 0 | 2.5201 | 1 | 1 |  | TRUE
236 | ENDE41-PAFB4B (OHL) |  | 302 | 54 | 41.13 | 0.027581 | 0.31319 | 11.7329 | 0 | 2.5201 | 1 | 1 |  | TRUE
237 | ENDE41-RATS41 (OHL) |  | 302 | 193 | 36.941 | 0.017282 | 0.25433 | 14.4348 | 0 | 3.2 | 1 | 1 |  | TRUE
238 | ENDE41-RATS41 (OHL) |  | 302 | 193 | 36.873 | 0.01727 | 0.25436 | 14.4349 | 0 | 3.2 | 1 | 1 |  | TRUE
239 | EXET41-TAUN41 (OHL) |  | 262 | 213 | 38.147 | 0.029108 | 0.31835 | 11.5294 | 0 | 2.5201 | 1 | 1 |  | TRUE
240 | EXET41-TAUN42 (OHL) |  | 262 | 318 | 38.107 | 0.029097 | 0.31835 | 11.5294 | 0 | 2.5201 | 1 | 1 |  | TRUE
241 | FAWL41-MANN41 (Composite) |  | 48 | 223 | 61.115 | 0.016912 | 0.25785 | 25.3601 | 0 | 3.2 | 1 | 1 |  | TRUE
242 | FAWL41-MAWO41 (OHL) |  | 48 | 278 | 18.639 | 0.01837 | 0.26285 | 14.0535 | 0 | 3.1278 | 1 | 1 |  | TRUE
243 | FECK41-HAMH41 (OHL) |  | 30 | 44 | 43.314 | 0.028813 | 0.31846 | 11.5294 | 0 | 2.5201 | 1 | 1 |  | TRUE
244 | FECK41-IRON41 (OHL) |  | 30 | 121 | 66.123 | 0.029763 | 0.31815 | 11.5346 | 0 | 2.5201 | 1 | 1 |  | TRUE
245 | FECK41-MITY41 (OHL) |  | 30 | 123 | 78.649 | 0.031065 | 0.31893 | 11.4973 | 0 | 2.4711 | 1 | 1 |  | TRUE
246 | FECK41-WALH41 (OHL) |  | 30 | 21 | 67.986 | 0.029112 | 0.31835 | 11.5296 | 0 | 2.4711 | 1 | 1 |  | TRUE
247 | FENW4A-KEAD42 (parallel OHL) |  | 99 | 227 | 42.517 | 0.0074511 | 0.081323 | 11.5294 | 0 | 3.8437 | 1 | 1 |  | TRUE
248 | FENW4A-THOM42 (OHL) |  | 99 | 79 | 8.287 | 0.031857 | 0.31915 | 11.4815 | 0 | 2.5201 | 1 | 1 |  | TRUE
249 | FERR21-MONF21 (OHL) |  | 353 | 398 | 4.485 | 0.017368 | 0.27839 | 13.1067 | 0 | 2.534 | 1 | 1 |  | TRUE
250 | FERR21-SKLG21 (Composite) |  | 353 | 521 | 20.718 | 0.036174 | 0.36042 | 19.9253 | 0 | 1.5788 | 1 | 1 |  | TRUE
251 | FERR22-FERR2B (Composite) |  | 401 | 485 | 0.714 | 0.021183 | 0.24785 | 78.18 | 0 | 2.0596 | 1 | 1 |  | TRUE
252 | FERR23-FERR2A (OHL) |  | 481 | 431 | 0.586 | 0.016777 | 0.27875 | 13.1084 | 0 | 2.576 | 1 | 1 |  | TRUE
253 | FERR2A-MONF22 (OHL) |  | 431 | 438 | 3.922 | 0.017354 | 0.27844 | 13.1058 | 0 | 2.1372 | 1 | 1 |  | TRUE
254 | FERR2B-SKLG21 (Composite) |  | 485 | 521 | 20.105 | 0.036675 | 0.36377 | 18.3277 | 0 | 1.5788 | 1 | 1 |  | TRUE
255 | FFES21-TRAW21 (Composite) |  | 378 | 392 | 7.424 | 0.078538 | 0.31385 | 16.3668 | 0 | 0.69282 | 1 | 1 |  | TRUE
256 | FFES22-TRAW21 (OHL) |  | 520 | 392 | 7.358 | 0.079346 | 0.31605 | 11.5283 | 0 | 0.92796 | 1 | 1 |  | TRUE
257 | FIDF21-FROD21 (OHL) |  | 518 | 373 | 9.145 | 0.017366 | 0.27835 | 13.11 | 0 | 2.3178 | 1 | 1 |  | TRUE
258 | FIDF21-FROD22 (OHL) |  | 518 | 377 | 9.145 | 0.017366 | 0.27835 | 13.11 | 0 | 2.3178 | 1 | 1 |  | TRUE
259 | FIDF21-RAIN21 (OHL) |  | 518 | 452 | 7.963 | 0.01738 | 0.25433 | 14.4296 | 0 | 2.3178 | 1 | 1 |  | TRUE
260 | FIDF21-RAIN21 (OHL) |  | 518 | 452 | 7.963 | 0.01738 | 0.25433 | 14.4296 | 0 | 2.3178 | 1 | 1 |  | TRUE
261 | FLEE41-LOVE41 (OHL) |  | 269 | 71 | 41.095 | 0.024918 | 0.307 | 11.9386 | 0 | 4.3287 | 1 | 1 |  | TRUE
262 | FLEE41-LOVE41 (OHL) |  | 269 | 71 | 41.095 | 0.024918 | 0.307 | 11.9386 | 0 | 4.3287 | 1 | 1 |  | TRUE
263 | FOUR21-HARK24 (OHL) |  | 501 | 374 | 55.711 | 0.044647 | 0.32047 | 11.4923 | 0 | 1.4696 | 1 | 1 |  | TRUE
264 | FOUR21-STEW21 (OHL) |  | 501 | 480 | 27.731 | 0.044643 | 0.32046 | 11.4924 | 0 | 1.4696 | 1 | 1 |  | TRUE
265 | FROD41-ROCK41 (OHL) |  | 281 | 171 | 1.197 | 0.029407 | 0.31813 | 11.4962 | 0 | 1.5877 | 1 | 1 |  | TRUE
266 | GART4A-HUMR41 (OHL) |  | 298 | 212 | 37.372 | 0.017682 | 0.30033 | 12.2851 | 0 | 4.0746 | 1 | 1 |  | TRUE
267 | GART4A-KEAD43 (OHL) |  | 298 | 317 | 5.711 | 0.01737 | 0.2782 | 13.1127 | 0 | 3.8856 | 1 | 1 |  | TRUE
268 | GART4B-KEAD41 (OHL) |  | 174 | 154 | 5.689 | 0.017437 | 0.27815 | 13.1127 | 0 | 3.8856 | 1 | 1 |  | TRUE
269 | GART4B-KILL41 (OHL) |  | 174 | 72 | 34.462 | 0.017643 | 0.30025 | 12.2894 | 0 | 4.0746 | 1 | 1 |  | TRUE
270 | GRAI41-KEMS41 (Composite) |  | 201 | 216 | 9.922 | 0.017093 | 0.24382 | 69.694 | 0 | 3.4598 | 1 | 1 |  | TRUE
271 | GRAI41-KEMS41 (Composite) |  | 201 | 216 | 9.922 | 0.017093 | 0.24382 | 69.694 | 0 | 3.4598 | 1 | 1 |  | TRUE
272 | GRAI41-MEDW41 (OHL) |  | 201 | 233 | 2.5 | 0.03456 | 0.32832 | 11.0971 | 0 | 2.0063 | 1 | 1 |  | TRUE
273 | GREN41-MARH4A (OHL) |  | 89 | 210 | 28.74 | 0.029061 | 0.31827 | 11.5319 | 0 | 3.34 | 1 | 1 |  | TRUE
274 | GREN41-MARH4B (OHL) |  | 89 | 153 | 28.56 | 0.029132 | 0.31832 | 11.5296 | 0 | 2.5201 | 1 | 1 |  | TRUE
275 | GREN41-MILL4A (OHL) |  | 89 | 100 | 26 | 0.029108 | 0.31834 | 11.5296 | 0 | 2.5201 | 1 | 1 |  | TRUE
276 | GREN41-MILL4B (OHL) |  | 89 | 10 | 26 | 0.029108 | 0.31834 | 11.5296 | 0 | 2.5201 | 1 | 1 |  | TRUE
277 | GRIW41-KEAD41 (OHL) |  | 5 | 154 | 49.379 | 0.015229 | 0.28287 | 13.028 | 0 | 3.8437 | 1 | 1 |  | TRUE
278 | GRIW41-SHBA41 (OHL) |  | 5 | 108 | 12.673 | 0.016034 | 0.28836 | 12.7937 | 0 | 3.5853 | 1 | 1 |  | TRUE
279 | GRSA21-LACK2A (Composite) |  | 473 | 343 | 1.166 | 0.031781 | 0.30224 | 67.6373 | 0 | 2.1477 | 1 | 1 |  | TRUE
280 | GRSA21-LACK2B (Composite) |  | 473 | 371 | 1.166 | 0.031781 | 0.30224 | 67.6373 | 0 | 2.0995 | 1 | 1 |  | TRUE
281 | GRSA21-WILT2A (Cable) |  | 473 | 451 | 1 | 0.0001 | 0.083187 | 10 | 0 | 0.3842 | 1 | 1 |  | TRUE
282 | GRSA21-WILT2B (Cable) |  | 473 | 424 | 1 | 0.0001 | 0.083187 | 10 | 0 | 0.3884 | 1 | 1 |  | TRUE
283 | GRSB21-LACK2B (Composite) |  | 348 | 371 | 0.78 | 0.030056 | 0.28893 | 95.5995 | 0 | 2.0995 | 1 | 1 |  | TRUE
284 | GRSB21-LACK2C (Composite) |  | 348 | 497 | 0.78 | 0.030056 | 0.28893 | 95.5995 | 0 | 2.0995 | 1 | 1 |  | TRUE
285 | GRSB21-WILT2C (Cable) |  | 348 | 338 | 1 | 0.0001 | 0.083187 | 10 | 0 | 0.3779 | 1 | 1 |  | TRUE
286 | GRSB21-WILT2D (Cable) |  | 348 | 461 | 1 | 0.0001 | 0.083187 | 10 | 0 | 0.3989 | 1 | 1 |  | TRUE
287 | HACK41-HIBU41 (Cable) |  | 135 | 22 | 6.858 | 0.010032 | 0.19294 | 210.046 | 0 | 2.3094 | 1 | 1 |  | TRUE
288 | HACK41-HIBU41 (Cable) |  | 135 | 22 | 6.858 | 0.010032 | 0.19294 | 210.046 | 0 | 2.3094 | 1 | 1 |  | TRUE
289 | HACK41-WHAM41 (Cable) |  | 135 | 50 | 6.148 | 0.012752 | 0.23526 | 328.8538 | 0 | 2.2906 | 1 | 1 |  | TRUE
290 | HACK41-WHAM41 (Cable) |  | 135 | 50 | 6.148 | 0.012752 | 0.23526 | 328.8538 | 0 | 2.2906 | 1 | 1 |  | TRUE
291 | HAKB1--HARK13 (OHL) |  | 740 | 614 | 1 | 1.2279 | 3.54 | 82.3908 | 0 | 0.46363 | 1 | 1 |  | TRUE
292 | HAMB4A-HEYS41 (OHL) |  | 39 | 253 | 25.85 | 0.014174 | 0.27482 | 13.3706 | 0 | 4.4716 | 1 | 1 |  | TRUE
293 | HAMB4A-PEWO41 (parallel Composite) |  | 39 | 19 | 20.45 | 0.024098 | 0.30646 | 24.3005 | 0 | 3.1595 | 1 | 1 |  | TRUE
294 | HAMB4A-STAH4A (OHL) |  | 39 | 177 | 3.926 | 0.034641 | 0.32848 | 11.1314 | 0 | 0.34641 | 1 | 1 |  | TRUE
295 | HAMB4B-HEYS41 (OHL) |  | 221 | 253 | 26.02 | 0.014204 | 0.2748 | 13.3703 | 0 | 4.4903 | 1 | 1 |  | TRUE
296 | HAMB4B-PEWO41 (parallel Composite) |  | 221 | 19 | 20.29 | 0.024288 | 0.30841 | 20.4931 | 0 | 3.1595 | 1 | 1 |  | TRUE
297 | HAMB4B-STAH4B (OHL) |  | 221 | 162 | 3.926 | 0.034641 | 0.32848 | 11.1314 | 0 | 0.34641 | 1 | 1 |  | TRUE
298 | HAMH1A-LEMR11 (Cable) |  | 749 | 730 | 1 | 0.027878 | 0.17076 | 354.7738 | 0 | 0.13122 | 1 | 1 |  | TRUE
299 | HAMH1B-LEMR11 (Cable) |  | 567 | 730 | 1 | 0.047045 | 0.22477 | 77.4585 | 0 | 0.13122 | 1 | 1 |  | TRUE
300 | HAMH2A-NECH21 (OHL) |  | 462 | 394 | 10.439 | 0.017314 | 0.2784 | 13.1086 | 0 | 2.5235 | 1 | 1 |  | TRUE
301 | HAMH41-WILE41 (Composite) |  | 44 | 163 | 84.84 | 0.022744 | 0.29754 | 18.125 | 0 | 2.5201 | 1 | 1 |  | TRUE
302 | HARK13-JUNV1- (OHL) |  | 614 | 732 | 1 | 2.0804 | 4.755 | 135.7348 | 0 | 0.46363 | 1 | 1 |  | TRUE
303 | HARK23-STEW21 (Composite) |  | 326 | 480 | 83.799 | 0.044617 | 0.32028 | 11.9146 | 0 | 1.4192 | 1 | 1 |  | TRUE
304 | HARM21-HATL21 (OHL) |  | 397 | 436 | 13.983 | 0.025527 | 0.30838 | 11.9345 | 0 | 1.942 | 1 | 1 |  | TRUE
305 | HARM21-HAWP21 (OHL) |  | 397 | 519 | 17.287 | 0.025548 | 0.30767 | 11.9612 | 0 | 2.1372 | 1 | 1 |  | TRUE
306 | HATL21-HAWP2A (OHL) |  | 436 | 332 | 31.443 | 0.025639 | 0.30812 | 11.9443 | 0 | 1.9441 | 1 | 1 |  | TRUE
307 | HATL21-SALH21 (OHL) |  | 436 | 460 | 7.794 | 0.031729 | 0.32534 | 11.2749 | 0 | 2.4291 | 1 | 1 |  | TRUE
308 | HATL21-TODP21 (OHL) |  | 436 | 364 | 18.433 | 0.029252 | 0.31821 | 11.5234 | 0 | 2.4291 | 1 | 1 |  | TRUE
309 | HATL21-WBOL21 (OHL) |  | 436 | 484 | 49.164 | 0.029672 | 0.31355 | 11.7056 | 0 | 1.9441 | 1 | 1 |  | TRUE
310 | HAWP2A-WBOL21 (OHL) |  | 332 | 484 | 17.721 | 0.030086 | 0.31388 | 11.6849 | 0 | 2.1414 | 1 | 1 |  | TRUE
311 | HAWP4A-NORT41 (OHL) |  | 24 | 232 | 30.157 | 0.017774 | 0.28173 | 12.9808 | 0 | 3.1913 | 1 | 1 |  | TRUE
312 | HEDO21-SAES21 (OHL) |  | 409 | 413 | 0.605 | 0.02125 | 0.2825 | 13.0516 | 0 | 3.1912 | 1 | 1 |  | TRUE
313 | HEYS41-MIDL41 (OHL) |  | 253 | 90 | 0.9 | 0.014222 | 0.27556 | 13.3712 | 0 | 4.2883 | 1 | 1 |  | TRUE
314 | HEYS41-QUER4B (OHL) |  | 253 | 186 | 9.604 | 0.014161 | 0.27489 | 13.3719 | 0 | 4.4716 | 1 | 1 |  | TRUE
315 | HIBU41-SJOW41 (Cable) |  | 22 | 228 | 5.814 | 0.010182 | 0.19291 | 210.0461 | 0 | 2.3094 | 1 | 1 |  | TRUE
316 | HIBU41-SJOW41 (Cable) |  | 22 | 228 | 5.814 | 0.010182 | 0.19291 | 210.0461 | 0 | 2.3094 | 1 | 1 |  | TRUE
317 | HIGM21-THUR2A (OHL) |  | 358 | 426 | 46.867 | 0.07939 | 0.31603 | 11.4918 | 0 | 1.1232 | 1 | 1 |  | TRUE
318 | HIGM41-WBUR41 (Composite) |  | 26 | 237 | 15.081 | 0.026948 | 0.31383 | 17.4883 | 0 | 2.8564 | 1 | 1 |  | TRUE
319 | HIGM4A-STOB41 (OHL) |  | 145 | 321 | 39.671 | 0.02912 | 0.31834 | 11.5284 | 0 | 2.7482 | 1 | 1 |  | TRUE
320 | HINP41-SHUR41 (OHL) |  | 124 | 305 | 1.2 | 0.026667 | 0.31733 | 11.5802 | 0 | 4.2724 | 1 | 1 |  | TRUE
321 | HINP41-TAUN42 (OHL) |  | 124 | 318 | 26.613 | 0.029099 | 0.31834 | 11.5279 | 0 | 2.8564 | 1 | 1 |  | TRUE
322 | HUMR41-KILL41 (OHL) |  | 212 | 72 | 2.879 | 0.017784 | 0.30177 | 12.2351 | 0 | 3.9996 | 1 | 1 |  | TRUE
323 | HUTT41-QUER4A (OHL) |  | 287 | 62 | 34.42 | 0.024916 | 0.30759 | 11.9145 | 0 | 4.2695 | 1 | 1 |  | TRUE
324 | HUTT41-QUER4B (OHL) |  | 287 | 186 | 34.42 | 0.024916 | 0.30759 | 11.9145 | 0 | 4.2695 | 1 | 1 |  | TRUE
325 | IMPP41-MELK41 (Composite) |  | 236 | 59 | 82.688 | 0.017067 | 0.27339 | 31.3265 | 0 | 2.0554 | 1 | 1 |  | TRUE
326 | INDQ41-LAND41 (OHL) |  | 143 | 164 | 49.565 | 0.034541 | 0.32026 | 11.4298 | 0 | 2.7583 | 1 | 1 |  | TRUE
327 | INDQ41-LAND42 (OHL) |  | 143 | 208 | 49.565 | 0.034541 | 0.32026 | 11.4298 | 0 | 1.5993 | 1 | 1 |  | TRUE
328 | IROA11-OLDS12 (OHL) |  | 766 | 700 | 1 | 0.51924 | 4.1225 | 630.8104 | 0 | 1.5965 | 1 | 1 |  | TRUE
329 | IROA12-OLDS12 (OHL) |  | 589 | 700 | 1 | 0.51749 | 4.1138 | 491.97 | 0 | 1.6008 | 1 | 1 |  | TRUE
330 | IROA21-MELK2A (Composite) |  | 527 | 459 | 34.063 | 0.041339 | 0.39055 | 13.3085 | 0 | 1.1001 | 1 | 1 |  | TRUE
331 | IROA21-MELK2B (Composite) |  | 527 | 463 | 34.634 | 0.040985 | 0.38658 | 18.9945 | 0 | 1.1001 | 1 | 1 |  | TRUE
332 | IROA21-WHSO2A (OHL) |  | 527 | 345 | 34.621 | 0.044408 | 0.32038 | 11.4954 | 0 | 1.5011 | 1 | 1 |  | TRUE
333 | IROA21-WHSO2B (OHL) |  | 527 | 329 | 34.555 | 0.044515 | 0.32036 | 11.4956 | 0 | 1.5011 | 1 | 1 |  | TRUE
334 | IRON41-LEGA4B (OHL) |  | 121 | 58 | 62.073 | 0.025544 | 0.30769 | 11.9634 | 0 | 2.8896 | 1 | 1 |  | TRUE
335 | IRON41-PENN4A (OHL) |  | 121 | 297 | 27.761 | 0.033082 | 0.31982 | 11.4554 | 0 | 1.5993 | 1 | 1 |  | TRUE
336 | IRON41-PENN4B (OHL) |  | 121 | 87 | 24.617 | 0.031718 | 0.31913 | 11.4865 | 0 | 1.9428 | 1 | 1 |  | TRUE
337 | IRON41-RUGE41 (OHL) |  | 121 | 286 | 58.681 | 0.030947 | 0.31904 | 11.4945 | 0 | 1.5993 | 1 | 1 |  | TRUE
338 | IRON41-SHRE4A (OHL) |  | 121 | 70 | 15.129 | 0.025593 | 0.30765 | 11.9633 | 0 | 3.0946 | 1 | 1 |  | TRUE
339 | IVER21-NHYD2A (Cable) |  | 385 | 369 | 13.63 | 0.033291 | 0.19358 | 281.5859 | 0 | 0.79989 | 1 | 1 |  | TRUE
340 | IVER21-WWEY22 (Composite) |  | 385 | 483 | 25.994 | 0.028366 | 0.3081 | 17.7435 | 0 | 1.7614 | 1 | 1 |  | TRUE
341 | IVER22-NHYD2B (Cable) |  | 367 | 449 | 13.63 | 0.033291 | 0.19358 | 281.5859 | 0 | 0.79989 | 1 | 1 |  | TRUE
342 | IVER22-WATS21 (Composite) |  | 367 | 418 | 14.364 | 0.033853 | 0.31642 | 26.4188 | 0 | 1.3248 | 1 | 1 |  | TRUE
343 | IVER22-WATS22 (Composite) |  | 367 | 447 | 14.317 | 0.033912 | 0.31677 | 25.0036 | 0 | 1.3248 | 1 | 1 |  | TRUE
344 | IVER2A-LALE21 (Composite) |  | 412 | 330 | 17.588 | 0.028207 | 0.30714 | 22.0662 | 0 | 1.3961 | 1 | 1 |  | TRUE
345 | JORD21-NORL2B (Cable) |  | 469 | 500 | 2.843 | 0.028994 | 0.19126 | 297.8422 | 0 | 0.79989 | 1 | 1 |  | TRUE
346 | KEAD43-KILL41 (OHL) |  | 317 | 72 | 41.067 | 0.015701 | 0.28617 | 12.8876 | 0 | 3.9188 | 1 | 1 |  | TRUE
347 | KEAD43-WBUR41 (OHL) |  | 317 | 237 | 28.266 | 0.017378 | 0.27827 | 13.1145 | 0 | 4.2883 | 1 | 1 |  | TRUE
348 | KEAR21-WHGA21 (Composite) |  | 370 | 503 | 14.75 | 0.034198 | 0.31829 | 18.7076 | 0 | 1.3961 | 1 | 1 |  | TRUE
349 | KEAR21-WHGA21 (Composite) |  | 370 | 503 | 14.638 | 0.034356 | 0.31913 | 15.3502 | 0 | 0.60674 | 1 | 1 |  | TRUE
350 | KEAR41-PADI41 (OHL) |  | 260 | 8 | 39.101 | 0.023201 | 0.29855 | 12.3156 | 0 | 2.8001 | 1 | 1 |  | TRUE
351 | KEMS41-LOFI4A (OHL) |  | 216 | 197 | 38.035 | 0.026207 | 0.3054 | 12.0306 | 0 | 3.9909 | 1 | 1 |  | TRUE
352 | KEMS41-LOFI4B (OHL) |  | 216 | 168 | 37.572 | 0.026275 | 0.30559 | 12.0229 | 0 | 3.9909 | 1 | 1 |  | TRUE
353 | KENG41-SJOW41 (Cable) |  | 73 | 228 | 4.769 | 0.010736 | 0.18922 | 217.1511 | 0 | 1.7321 | 1 | 1 |  | TRUE
354 | KENG41-SJOW41 (Cable) |  | 73 | 228 | 4.756 | 0.010765 | 0.18907 | 217.151 | 0 | 1.7321 | 1 | 1 |  | TRUE
355 | KENG41-WIMB41 (Cable) |  | 73 | 288 | 12.329 | 0.011031 | 0.20206 | 217.151 | 0 | 2.3094 | 1 | 1 |  | TRUE
356 | KENG41-WIMB41 (Cable) |  | 73 | 288 | 12.2 | 0.011016 | 0.2021 | 217.1509 | 0 | 2.3094 | 1 | 1 |  | TRUE
357 | KENG41-WISD41 (Cable) |  | 73 | 118 | 2.939 | 0.010888 | 0.18891 | 217.1512 | 0 | 2.3094 | 1 | 1 |  | TRUE
358 | KENG41-WISD42 (Cable) |  | 73 | 96 | 2.989 | 0.010706 | 0.18896 | 217.1508 | 0 | 2.3094 | 1 | 1 |  | TRUE
359 | KIBY21-LISD21 (Cable) |  | 504 | 472 | 10.239 | 0.012778 | 0.21907 | 250.0004 | 0 | 1.4654 | 1 | 1 |  | TRUE
360 | KIBY21-LISD21 (Cable) |  | 504 | 472 | 9.518 | 0.018116 | 0.15955 | 381.7616 | 0 | 1.2996 | 1 | 1 |  | TRUE
361 | KIBY21-RAIN21 (OHL) |  | 504 | 452 | 11.236 | 0.017365 | 0.25428 | 14.4294 | 0 | 2.6411 | 1 | 1 |  | TRUE
362 | KIBY21-RAIN21 (OHL) |  | 504 | 452 | 11.236 | 0.017365 | 0.25428 | 14.4294 | 0 | 2.6411 | 1 | 1 |  | TRUE
363 | KIBY21-WASF2A (OHL) |  | 504 | 340 | 10.945 | 0.028606 | 0.30941 | 11.8796 | 0 | 2.8553 | 1 | 1 |  | TRUE
364 | KIBY21-WASF2B (OHL) |  | 504 | 450 | 10.978 | 0.028588 | 0.30938 | 11.8795 | 0 | 2.8553 | 1 | 1 |  | TRUE
365 | KILL41-SHBA41 (OHL) |  | 72 | 108 | 17.05 | 0.016798 | 0.2941 | 12.5499 | 0 | 3.5853 | 1 | 1 |  | TRUE
366 | KINO41-NFLE41 (OHL) |  | 242 | 2 | 23.626 | 0.019233 | 0.28552 | 12.8189 | 0 | 3.8856 | 1 | 1 |  | TRUE
367 | KINO41-SING41 (OHL) |  | 242 | 198 | 17.685 | 0.017371 | 0.27829 | 13.1146 | 0 | 3.6229 | 1 | 1 |  | TRUE
368 | KIRK2A-SKLG21 (Cable) |  | 522 | 521 | 8.608 | 0.012827 | 0.21103 | 457.5241 | 0 | 1.2996 | 1 | 1 |  | TRUE
369 | KITW21-OCKH21 (Composite) |  | 526 | 530 | 13.96 | 0.028441 | 0.31111 | 18.8379 | 0 | 1.2996 | 1 | 1 |  | TRUE
370 | KITW21-OLDB21 (Composite) |  | 526 | 514 | 8.301 | 0.027422 | 0.30228 | 43.9307 | 0 | 1.2996 | 1 | 1 |  | TRUE
371 | KNAR21-MONF21 (Composite) |  | 486 | 398 | 38.672 | 0.053113 | 0.34637 | 12.0191 | 0 | 0.93006 | 1 | 1 |  | TRUE
372 | LACK21-TODP21 (OHL) |  | 445 | 364 | 5.965 | 0.026878 | 0.31404 | 11.671 | 0 | 2.6264 | 1 | 1 |  | TRUE
373 | LACK41-SALH41 (Composite) |  | 256 | 130 | 10.487 | 0.028073 | 0.3088 | 19.9949 | 0 | 2.2921 | 1 | 1 |  | TRUE
374 | LACK41-THTO41 (Composite) |  | 256 | 246 | 97.775 | 0.017297 | 0.27061 | 53.9192 | 0 | 2.9301 | 1 | 1 |  | TRUE
375 | LACK41-THTO42 (Composite) |  | 256 | 81 | 97.775 | 0.017297 | 0.27061 | 53.9192 | 0 | 2.9301 | 1 | 1 |  | TRUE
376 | LAGA41-LAND41 (OHL) |  | 51 | 164 | 21.224 | 0.025556 | 0.30765 | 11.9632 | 0 | 3.1292 | 1 | 1 |  | TRUE
377 | LAGA41-LAND42 (OHL) |  | 51 | 208 | 21.355 | 0.025549 | 0.30779 | 11.9595 | 0 | 1.5993 | 1 | 1 |  | TRUE
378 | LALE21-WWEY2A (OHL) |  | 330 | 516 | 8.395 | 0.028556 | 0.30935 | 11.8801 | 0 | 2.3178 | 1 | 1 |  | TRUE
379 | LEGA41-TREU4A (OHL) |  | 65 | 276 | 12.119 | 0.017823 | 0.30577 | 12.0473 | 0 | 3.5853 | 1 | 1 |  | TRUE
380 | LEGA41-TREU4B (OHL) |  | 65 | 325 | 12.119 | 0.017823 | 0.30577 | 12.0473 | 0 | 3.5853 | 1 | 1 |  | TRUE
381 | LEGA4A-SHRE4A (OHL) |  | 170 | 70 | 46.944 | 0.025562 | 0.3077 | 11.9634 | 0 | 2.8896 | 1 | 1 |  | TRUE
382 | LEIB4A-SUND42 (OHL) |  | 4 | 243 | 13.455 | 0.014151 | 0.27481 | 13.3771 | 0 | 3.2 | 1 | 1 |  | TRUE
383 | LEIB4B-SUND41 (OHL) |  | 42 | 247 | 13.455 | 0.014151 | 0.27481 | 13.3771 | 0 | 3.2 | 1 | 1 |  | TRUE
384 | LEIS11-SIZE11 (Cable) |  | 547 | 705 | 2.149 | 0.015892 | 0.17473 | 408.2821 | 0 | 1.0628 | 1 | 1 |  | TRUE
385 | LEIS11-SIZE12 (Cable) |  | 547 | 746 | 2.148 | 0.015818 | 0.17473 | 408.2851 | 0 | 1.0628 | 1 | 1 |  | TRUE
386 | LEIS11-SIZE1A (Cable) |  | 547 | 592 | 1.65 | 0.01584 | 0.17477 | 408.2838 | 0 | 1.0628 | 1 | 1 |  | TRUE
387 | LEIS11-SIZE1B (Cable) |  | 547 | 712 | 1.65 | 0.01584 | 0.17477 | 408.2838 | 0 | 1.0628 | 1 | 1 |  | TRUE
388 | LEIS4A-SIZE41 (OHL) |  | 175 | 45 | 0.81 | 0.017778 | 0.27852 | 13.1155 | 0 | 3.2 | 1 | 1 |  | TRUE
389 | LITT41-LITT41 (Cable) |  | 307 | 307 | 1 | 0.0112 | 0.1888 | 217.151 | 0 | 2.9777 | 1 | 1 |  | TRUE
390 | LITT41-LOFI4A (OHL) |  | 307 | 197 | 8.152 | 0.024926 | 0.30815 | 11.8878 | 0 | 4.2709 | 1 | 1 |  | TRUE
391 | LITT41-LOFI4B (OHL) |  | 307 | 168 | 8.152 | 0.024926 | 0.30815 | 11.8878 | 0 | 4.2709 | 1 | 1 |  | TRUE
392 | LITT41-WTHU4E (Composite) |  | 307 | 314 | 3.7 | 0.01773 | 0.24865 | 114.6857 | 0 | 2.4047 | 1 | 1 |  | TRUE
393 | LITT41-WTHU4F (Composite) |  | 307 | 13 | 3.7 | 0.01773 | 0.24865 | 114.6857 | 0 | 2.4047 | 1 | 1 |  | TRUE
394 | LOFI4A-ROWD4A (OHL) |  | 197 | 313 | 26.714 | 0.034499 | 0.32025 | 11.4298 | 0 | 1.9428 | 1 | 1 |  | TRUE
395 | LOFI4B-ROWD4B (OHL) |  | 168 | 35 | 26.714 | 0.034499 | 0.32025 | 11.4298 | 0 | 1.9428 | 1 | 1 |  | TRUE
396 | LOVE41-NURS41 (OHL) |  | 71 | 156 | 36.477 | 0.01737 | 0.27827 | 13.1146 | 0 | 3.2 | 1 | 1 |  | TRUE
397 | LOVE41-NURS4A (OHL) |  | 71 | 31 | 36.477 | 0.01737 | 0.27827 | 13.1146 | 0 | 3.2 | 1 | 1 |  | TRUE
398 | MACC41-STAL4B (OHL) |  | 112 | 151 | 31.196 | 0.031799 | 0.31645 | 11.5913 | 0 | 2.1477 | 1 | 1 |  | TRUE
399 | MAGA21-PYLE21 (OHL) |  | 456 | 419 | 6.238 | 0.02558 | 0.30757 | 11.9207 | 0 | 2.1372 | 1 | 1 |  | TRUE
400 | MANN41-NURS4A (Composite) |  | 223 | 31 | 39.823 | 0.016714 | 0.25983 | 31.1968 | 0 | 3.2 | 1 | 1 |  | TRUE
401 | MAWO41-NURS41 (OHL) |  | 278 | 156 | 7.441 | 0.019997 | 0.27545 | 13.4796 | 0 | 3.1278 | 1 | 1 |  | TRUE
402 | MEDB4A-STEW41 (OHL) |  | 93 | 244 | 7 | 0.014171 | 0.27474 | 13.3719 | 0 | 4.8007 | 1 | 1 |  | TRUE
403 | MEDB4A-STWB4R (OHL) |  | 93 | 311 | 87.852 | 0.014187 | 0.27481 | 13.3719 | 0 | 4.8007 | 1 | 1 |  | TRUE
404 | MEDB4B-STEW41 (OHL) |  | 226 | 244 | 7 | 0.014171 | 0.27474 | 13.3719 | 0 | 4.8007 | 1 | 1 |  | TRUE
405 | MEDB4B-STWB4Q (OHL) |  | 226 | 64 | 87.852 | 0.014187 | 0.27481 | 13.3719 | 0 | 4.8007 | 1 | 1 |  | TRUE
406 | MELK41-MITY41 (OHL) |  | 59 | 123 | 28.101 | 0.029095 | 0.31834 | 11.5293 | 0 | 2.6948 | 1 | 1 |  | TRUE
407 | MELK41-MITY41 (OHL) |  | 59 | 123 | 28.052 | 0.029089 | 0.31832 | 11.5294 | 0 | 2.6948 | 1 | 1 |  | TRUE
408 | MELK41-SEAB41 (OHL) |  | 59 | 161 | 53.558 | 0.017865 | 0.28234 | 12.9599 | 0 | 3.1913 | 1 | 1 |  | TRUE
409 | MIDL41-QUER4A (OHL) |  | 90 | 62 | 9.704 | 0.01418 | 0.27486 | 13.3719 | 0 | 4.2883 | 1 | 1 |  | TRUE
410 | MILL42-MILL4B (OHL) |  | 61 | 10 | 0.34 | 0.028235 | 0.32 | 11.527 | 0 | 0.50807 | 1 | 1 |  | TRUE
411 | MILL4A-SUND41 (OHL) |  | 100 | 247 | 13.75 | 0.029091 | 0.31837 | 11.5296 | 0 | 2.5201 | 1 | 1 |  | TRUE
412 | MILL4B-SUND42 (Composite) |  | 10 | 243 | 14.955 | 0.027175 | 0.2971 | 10.7583 | 0 | 2.5201 | 1 | 1 |  | TRUE
413 | MONF22-POPP21 (OHL) |  | 438 | 502 | 37.84 | 0.04157 | 0.40039 | 9.2735 | 0 | 1.1295 | 1 | 1 |  | TRUE
414 | MONF41-PADI41 (OHL) |  | 195 | 8 | 87.848 | 0.019379 | 0.29662 | 12.397 | 0 | 3.1581 | 1 | 1 |  | TRUE
415 | NECT4A-NORM41 (OHL) |  | 240 | 115 | 37.492 | 0.014168 | 0.27483 | 13.3715 | 0 | 4.7877 | 1 | 1 |  | TRUE
416 | NECT4A-WALP41 (OHL) |  | 240 | 234 | 41.619 | 0.014186 | 0.2748 | 13.3719 | 0 | 4.4427 | 1 | 1 |  | TRUE
417 | NECT4B-NORM41 (OHL) |  | 165 | 115 | 37.492 | 0.014168 | 0.27483 | 13.3715 | 0 | 4.4167 | 1 | 1 |  | TRUE
418 | NECT4B-WALP41 (OHL) |  | 165 | 234 | 41.619 | 0.014186 | 0.2748 | 13.3719 | 0 | 4.2883 | 1 | 1 |  | TRUE
419 | NEEP21-PITS21 (Composite) |  | 439 | 423 | 4.826 | 0.033535 | 0.21594 | 233.9454 | 0 | 0.79989 | 1 | 1 |  | TRUE
420 | NEEP21-SHEC21 (Composite) |  | 439 | 380 | 5.279 | 0.033522 | 0.21402 | 238.0337 | 0 | 0.79989 | 1 | 1 |  | TRUE
421 | NEEP4A-STSB4B (OHL) |  | 38 | 303 | 12.801 | 0.034497 | 0.32835 | 11.0968 | 0 | 3.2 | 1 | 1 |  | TRUE
422 | NFLE41-SING41 (OHL) |  | 2 | 198 | 5.941 | 0.025046 | 0.30702 | 11.9386 | 0 | 3.6229 | 1 | 1 |  | TRUE
423 | NFLE41-WTHU4A (OHL) |  | 2 | 272 | 7.511 | 0.029184 | 0.31825 | 11.5295 | 0 | 2.5201 | 1 | 1 |  | TRUE
424 | NFLE41-WTHU4B (OHL) |  | 2 | 206 | 7.511 | 0.029184 | 0.31825 | 11.5295 | 0 | 2.5201 | 1 | 1 |  | TRUE
425 | NORL2A-SHEC21 (Cable) |  | 489 | 380 | 4.372 | 0.033211 | 0.19356 | 281.5861 | 0 | 0.79989 | 1 | 1 |  | TRUE
426 | NORL2B-PITS21 (Cable) |  | 500 | 423 | 10.751 | 0.033272 | 0.19358 | 281.5859 | 0 | 0.79989 | 1 | 1 |  | TRUE
427 | NORM11-NOTR11 (Cable) |  | 570 | 569 | 1 | 0.41121 | 1.3556 | 57.5457 | 0 | 1.2684 | 1 | 1 |  | TRUE
428 | NORM12-NOTR12 (Cable) |  | 554 | 650 | 1 | 0.41155 | 1.3556 | 57.5274 | 0 | 1.4171 | 1 | 1 |  | TRUE
429 | NORT21-SALH21 (OHL) |  | 416 | 460 | 12.178 | 0.028814 | 0.32664 | 11.2267 | 0 | 2.513 | 1 | 1 |  | TRUE
430 | NORT41-SALH42 (OHL) |  | 232 | 136 | 12.206 | 0.028838 | 0.32666 | 11.2266 | 0 | 2.2921 | 1 | 1 |  | TRUE
431 | NORT41-SPEN41 (Composite) |  | 232 | 6 | 23.134 | 0.019089 | 0.28094 | 10.9462 | 0 | 3.1913 | 1 | 1 |  | TRUE
432 | NORT41-SPEN42 (Composite) |  | 232 | 200 | 23.134 | 0.019089 | 0.28094 | 10.9462 | 0 | 3.1913 | 1 | 1 |  | TRUE
433 | OCKH21-WIEN2A (Composite) |  | 530 | 420 | 4.906 | 0.033296 | 0.31138 | 36.7362 | 0 | 1.2576 | 1 | 1 |  | TRUE
434 | OCKH2A-WIEN2B (OHL) |  | 475 | 474 | 4.67 | 0.034493 | 0.32015 | 11.4149 | 0 | 1.5956 | 1 | 1 |  | TRUE
435 | OSBA41-THTO43 (OHL) |  | 95 | 137 | 16.79 | 0.017344 | 0.27826 | 13.1146 | 0 | 3.2 | 1 | 1 |  | TRUE
436 | OSBA42-THTO41 (OHL) |  | 301 | 246 | 16.79 | 0.017344 | 0.27826 | 13.1146 | 0 | 3.2 | 1 | 1 |  | TRUE
437 | PADI41-PEWO4B (OHL) |  | 8 | 80 | 37.608 | 0.023655 | 0.29989 | 12.2609 | 0 | 2.8001 | 1 | 1 |  | TRUE
438 | PELH41-RYEH4A (OHL) |  | 194 | 3 | 23.015 | 0.01738 | 0.27829 | 13.1134 | 0 | 3.2 | 1 | 1 |  | TRUE
439 | PELH41-RYEH4B (OHL) |  | 194 | 268 | 23.439 | 0.017339 | 0.27831 | 13.1126 | 0 | 3.2 | 1 | 1 |  | TRUE
440 | PELH41-SUND42 (OHL) |  | 194 | 243 | 45.13 | 0.017266 | 0.26661 | 13.7619 | 0 | 3.8856 | 1 | 1 |  | TRUE
441 | PELH41-WYMO41 (OHL) |  | 194 | 47 | 26.856 | 0.017277 | 0.26625 | 13.781 | 0 | 3.8856 | 1 | 1 |  | TRUE
442 | PEMB41-SWAN41 (OHL) |  | 291 | 172 | 83.975 | 0.017358 | 0.27829 | 13.1146 | 0 | 3.2 | 1 | 1 |  | TRUE
443 | PEMB41-SWAN42 (OHL) |  | 291 | 316 | 84.57 | 0.017368 | 0.27828 | 13.1146 | 0 | 3.2 | 1 | 1 |  | TRUE
444 | PENM4A-PENT41 (OHL) |  | 32 | 182 | 49.211 | 0.020971 | 0.31121 | 11.8262 | 0 | 3.2 | 1 | 1 |  | TRUE
445 | PENM4B-PENT41 (OHL) |  | 196 | 182 | 49.211 | 0.020971 | 0.31121 | 11.8262 | 0 | 3.2 | 1 | 1 |  | TRUE
446 | PENT41-TRAW41 (Composite) |  | 182 | 187 | 51.408 | 0.019701 | 0.29739 | 50.9084 | 0 | 1.4318 | 1 | 1 |  | TRUE
447 | PENT41-WYLF41 (OHL) |  | 182 | 83 | 35.24 | 0.017344 | 0.27827 | 13.1146 | 0 | 3.2 | 1 | 1 |  | TRUE
448 | PENT41-WYLF41 (OHL) |  | 182 | 83 | 35.24 | 0.017344 | 0.27827 | 13.1146 | 0 | 3.2 | 1 | 1 |  | TRUE
449 | PERH11-WYLF11 (OHL) |  | 673 | 691 | 19.94 | 0.041507 | 0.3698 | 10.0293 | 0 | 1.3122 | 1 | 1 |  | TRUE
450 | PERH11-WYLF11 (OHL) |  | 673 | 691 | 19.94 | 0.041507 | 0.3698 | 10.0293 | 0 | 1.3297 | 1 | 1 |  | TRUE
451 | PEWO2C-WASF2A (OHL) |  | 349 | 340 | 23.481 | 0.028568 | 0.30938 | 11.8799 | 0 | 2.8553 | 1 | 1 |  | TRUE
452 | PEWO2D-WASF2B (OHL) |  | 507 | 450 | 23.521 | 0.028583 | 0.3094 | 11.8797 | 0 | 2.8553 | 1 | 1 |  | TRUE
453 | PEWO41-QUER4A (OHL) |  | 19 | 62 | 31.939 | 0.024948 | 0.30699 | 11.9386 | 0 | 4.118 | 1 | 1 |  | TRUE
454 | PEWO41-QUER4B (OHL) |  | 19 | 186 | 32.087 | 0.024932 | 0.30697 | 11.9384 | 0 | 4.118 | 1 | 1 |  | TRUE
455 | PITS21-TEMP21 (Cable) |  | 423 | 523 | 6.69 | 0.033234 | 0.19364 | 281.5859 | 0 | 0.79989 | 1 | 1 |  | TRUE
456 | PITS21-WIBA21 (Cable) |  | 423 | 487 | 2.324 | 0.025056 | 0.18906 | 313.9949 | 0 | 0.79989 | 1 | 1 |  | TRUE
457 | PUDM41-WHAM4A (Cable) |  | 312 | 275 | 2.17 | 0.014747 | 0.13124 | 358.0986 | 0 | 1.4203 | 1 | 1 |  | TRUE
458 | PYLE21-PYLE21 (Cable) |  | 419 | 419 | 0.25 | 0.0121 | 0.19057 | 284.5322 | 0 | 2.1372 | 1 | 1 |  | TRUE
459 | RASS41-WALH41 (parallel Composite) |  | 299 | 21 | 78.057 | 0.016378 | 0.26334 | 27.9486 | 0 | 3.2 | 1 | 1 |  | TRUE
460 | RATS41-STAY4A (OHL) |  | 193 | 36 | 43.614 | 0.029092 | 0.31836 | 11.5294 | 0 | 2.7482 | 1 | 1 |  | TRUE
461 | RATS41-STOB41 (Composite) |  | 193 | 321 | 26.899 | 0.028968 | 0.3168 | 15.8296 | 0 | 2.7482 | 1 | 1 |  | TRUE
462 | RATS41-WILE41 (Composite) |  | 193 | 163 | 21.964 | 0.02892 | 0.31688 | 14.65 | 0 | 1.5401 | 1 | 1 |  | TRUE
463 | RATS41-WILE41 (OHL) |  | 193 | 163 | 21.684 | 0.029072 | 0.31832 | 11.5294 | 0 | 2.5201 | 1 | 1 |  | TRUE
464 | RAYL41-TILB4A (OHL) |  | 169 | 267 | 20.499 | 0.024899 | 0.30698 | 11.9386 | 0 | 2.8579 | 1 | 1 |  | TRUE
465 | REBR21-TOTT23 (parallel Composite) |  | 442 | 466 | 12.983 | 0.0096694 | 0.11807 | 344.0796 | 0 | 2.1918 | 1 | 1 |  | TRUE
466 | REBR22-TOTT24 (parallel Composite) |  | 415 | 393 | 14.753 | 0.0089194 | 0.11026 | 357.6902 | 0 | 2.1918 | 1 | 1 |  | TRUE
467 | RHIG41-SWAN41 (OHL) |  | 202 | 172 | 34.34 | 0.017379 | 0.2783 | 13.1146 | 0 | 3.2 | 1 | 1 |  | TRUE
468 | ROCH21-STAL21 (OHL) |  | 491 | 333 | 31.256 | 0.029881 | 0.31897 | 11.5003 | 0 | 2.4165 | 1 | 1 |  | TRUE
469 | ROCH21-WHGA21 (Composite) |  | 491 | 503 | 11.746 | 0.034123 | 0.31767 | 21.1797 | 0 | 1.3961 | 1 | 1 |  | TRUE
470 | ROCH21-WHGA21 (Composite) |  | 491 | 503 | 11.727 | 0.034114 | 0.31786 | 20.4724 | 0 | 0.84818 | 1 | 1 |  | TRUE
471 | RYEH41-RYEH4B (OHL) |  | 128 | 268 | 0.137 | 0.011679 | 0.28029 | 13.1129 | 0 | 3.2 | 1 | 1 |  | TRUE
472 | RYEH41-WALX4A (OHL) |  | 128 | 66 | 5.324 | 0.017431 | 0.27829 | 13.1144 | 0 | 3.2 | 1 | 1 |  | TRUE
473 | RYEH4A-RYEH43 (OHL) |  | 3 | 97 | 0.264 | 0.024242 | 0.30909 | 11.9442 | 0 | 3.2 | 1 | 1 |  | TRUE
474 | RYEH4A-WALX4B (OHL) |  | 3 | 132 | 5.461 | 0.017286 | 0.27834 | 13.1148 | 0 | 3.2 | 1 | 1 |  | TRUE
475 | RYEH4B-RYEH42 (OHL) |  | 268 | 113 | 0.215 | 0.022326 | 0.30512 | 11.9459 | 0 | 3.2 | 1 | 1 |  | TRUE
476 | SAEN21-SAES21 (OHL) |  | 384 | 413 | 0.484 | 0.020313 | 0.28125 | 13.0533 | 0 | 3.1912 | 1 | 1 |  | TRUE
477 | SEAB41-WHSO4A (Composite) |  | 161 | 323 | 34.316 | 0.017438 | 0.27313 | 56.4821 | 0 | 2.0554 | 1 | 1 |  | TRUE
478 | SELL4A-SELL4C (Cable) |  | 11 | 211 | 0.257 | 0.0062257 | 0.080934 | 771.9015 | 0 | 2.37 | 1 | 1 |  | TRUE
479 | SELL4A-SELL4D (Cable) |  | 11 | 116 | 0.257 | 0.0062257 | 0.080934 | 771.9015 | 0 | 2.37 | 1 | 1 |  | TRUE
480 | SELL4A-SELL4E (Cable) |  | 11 | 271 | 0.415 | 0.0077108 | 0.084819 | 716.1972 | 0 | 2.37 | 1 | 1 |  | TRUE
481 | SELL4A-SELL4F (Cable) |  | 11 | 289 | 0.415 | 0.0077108 | 0.084819 | 716.1972 | 0 | 2.37 | 1 | 1 |  | TRUE
482 | SELL4B-SELL4C (OHL) |  | 75 | 211 | 0.257 | 0.024903 | 0.30506 | 11.9366 | 0 | 4.8007 | 1 | 1 |  | TRUE
483 | SELL4B-SELL4D (OHL) |  | 75 | 116 | 0.257 | 0.024903 | 0.30506 | 11.9366 | 0 | 4.8007 | 1 | 1 |  | TRUE
484 | SELL4B-SELL4E (OHL) |  | 75 | 271 | 0.39 | 0.024615 | 0.30769 | 11.9366 | 0 | 4.8007 | 1 | 1 |  | TRUE
485 | SELL4B-SELL4F (OHL) |  | 75 | 289 | 0.39 | 0.024615 | 0.30769 | 11.9366 | 0 | 4.8007 | 1 | 1 |  | TRUE
486 | SHRE4A-SHRE4B (OHL) |  | 70 | 310 | 0.054 | 0.02963 | 0.2963 | 11.9366 | 0 | 0.34641 | 1 | 1 |  | TRUE
487 | SHUR41-TAUN41 (OHL) |  | 305 | 213 | 27 | 0.028859 | 0.31816 | 11.5352 | 0 | 4.2724 | 1 | 1 |  | TRUE
488 | SPEN41-STEW41 (Composite) |  | 6 | 244 | 37.921 | 0.021012 | 0.31164 | 12.853 | 0 | 3.0975 | 1 | 1 |  | TRUE
489 | SPEN42-STEW41 (OHL) |  | 200 | 244 | 37.795 | 0.02104 | 0.31191 | 11.7995 | 0 | 3.0975 | 1 | 1 |  | TRUE
490 | SPLN41-WALP41 (OHL) |  | 205 | 234 | 29.234 | 0.014887 | 0.28006 | 13.1473 | 0 | 4.118 | 1 | 1 |  | TRUE
491 | SSHI22-TYNE2A (OHL) |  | 437 | 490 | 7.028 | 0.033358 | 0.3212 | 11.4222 | 0 | 2.2359 | 1 | 1 |  | TRUE
492 | SSHI22-WBOL21 (OHL) |  | 437 | 484 | 4.366 | 0.034643 | 0.3201 | 11.4192 | 0 | 2.1519 | 1 | 1 |  | TRUE
493 | STAL4A-THOM41 (Composite) |  | 56 | 149 | 76.223 | 0.016646 | 0.26715 | 39.4753 | 0 | 1.4448 | 1 | 1 |  | TRUE
494 | STAL4B-STSB4A (Composite) |  | 151 | 224 | 33.612 | 0.016423 | 0.25324 | 73.5236 | 0 | 2.0193 | 1 | 1 |  | TRUE
495 | STAY41-MARH4A (OHL) |  | 285 | 210 | 73.027 | 0.029096 | 0.31833 | 11.5304 | 0 | 3.34 | 1 | 1 |  | TRUE
496 | STEN11-STES11 (OHL) |  | 723 | 584 | 1 | 0.046348 | 0.20787 | 19.6751 | 0 | 0.79167 | 1 | 1 |  | TRUE
497 | SUND41-WYMO41 (OHL) |  | 247 | 47 | 18.156 | 0.017273 | 0.26614 | 13.7873 | 0 | 3.8856 | 1 | 1 |  | TRUE
498 | SWAN41-SWAN4B (OHL) |  | 172 | 192 | 0.64 | 0.035 | 0.32 | 11.4299 | 0 | 4.2883 | 1 | 1 |  | TRUE
499 | SWAN42-SWAN4A (OHL) |  | 316 | 190 | 0.64 | 0.035 | 0.32 | 11.4299 | 0 | 1.5993 | 1 | 1 |  | TRUE
500 | TEMP22-WIBA21 (Cable) |  | 389 | 487 | 3.607 | 0.033336 | 0.19352 | 281.5855 | 0 | 0.79989 | 1 | 1 |  | TRUE
501 | THOM21-WMEL21 (Composite) |  | 467 | 355 | 24.738 | 0.03378 | 0.32246 | 27.0274 | 0 | 1.4654 | 1 | 1 |  | TRUE
502 | THOM2A-WMEL21 (Composite) |  | 350 | 355 | 25.213 | 0.033774 | 0.32373 | 17.6756 | 0 | 1.5998 | 1 | 1 |  | TRUE
503 | THUR21-THUR2A (OHL) |  | 428 | 426 | 4.653 | 0.079314 | 0.31596 | 11.529 | 0 | 0.92796 | 1 | 1 |  | TRUE
504 | THUR2A-WMEL21 (OHL) |  | 426 | 355 | 16.348 | 0.03451 | 0.3284 | 11.1315 | 0 | 1.5998 | 1 | 1 |  | TRUE
505 | TILB21-WARL21 (OHL) |  | 476 | 496 | 13.065 | 0.034557 | 0.3201 | 11.4178 | 0 | 2.1477 | 1 | 1 |  | TRUE
506 | TILB21-WARL21 (OHL) |  | 476 | 496 | 12.897 | 0.034596 | 0.3201 | 11.4183 | 0 | 2.0785 | 1 | 1 |  | TRUE
507 | TILB41-TILB4A (OHL) |  | 248 | 267 | 0.058 | 0.027586 | 0.33103 | 11.3192 | 0 | 4.2695 | 1 | 1 |  | TRUE
508 | TILB41-TILB4B (OHL) |  | 248 | 28 | 0.059 | 0.027119 | 0.29831 | 11.9029 | 0 | 4.118 | 1 | 1 |  | TRUE
509 | TRAW41-TREU4A (OHL) |  | 187 | 276 | 64.278 | 0.024942 | 0.30699 | 11.9386 | 0 | 4.2695 | 1 | 1 |  | TRUE
510 | TRAW41-TREU4B (OHL) |  | 187 | 325 | 64.278 | 0.024942 | 0.30699 | 11.9386 | 0 | 4.2695 | 1 | 1 |  | TRUE
511 | TREM21-USKM2A (OHL) |  | 508 | 344 | 15.048 | 0.042918 | 0.35657 | 10.4854 | 0 | 1.1505 | 1 | 1 |  | TRUE
512 | TYNE21-WBOL21 (OHL) |  | 435 | 484 | 11.399 | 0.033835 | 0.32077 | 11.4208 | 0 | 2.1414 | 1 | 1 |  | TRUE
513 | USKM21-USKM2A (OHL) |  | 331 | 344 | 0.692 | 0.041528 | 0.39342 | 9.4035 | 0 | 1.1505 | 1 | 1 |  | TRUE
514 | USKM21-USKM2B (OHL) |  | 331 | 440 | 0.391 | 0.075432 | 0.323 | 11.3246 | 0 | 1.1295 | 1 | 1 |  | TRUE
515 | USKM21-WHSO21 (OHL) |  | 331 | 509 | 5.841 | 0.044668 | 0.31086 | 11.8136 | 0 | 1.8349 | 1 | 1 |  | TRUE
516 | USKM21-WHSO22 (OHL) |  | 331 | 444 | 5.849 | 0.044607 | 0.31096 | 11.814 | 0 | 1.8328 | 1 | 1 |  | TRUE
517 | USKM2A-WHSO21 (OHL) |  | 344 | 509 | 5.562 | 0.041606 | 0.39295 | 9.4254 | 0 | 1.1505 | 1 | 1 |  | TRUE
518 | USKM2B-WHSO22 (OHL) |  | 440 | 444 | 5.851 | 0.041619 | 0.39292 | 9.426 | 0 | 1.1295 | 1 | 1 |  | TRUE
519 | WHSO41-WHSO4A (OHL) |  | 178 | 323 | 0.077 | 0.020779 | 0.27013 | 13.0734 | 0 | 1.1302 | 1 | 1 |  | TRUE
520 | BOLN41-LHOR4A (OHL) |  | 215 | 144 | 28.1 | 0.017367 | 0.27826 | 13.1146 | 0 | 3.9909 | 1 | 1 |  | TRUE
521 | BRFO41-DISS4A (Composite) |  | 140 | 126 | 31.5 | 0.014171 | 0.27449 | 14.5929 | 0 | 4.792 | 1 | 1 |  | TRUE
522 | BRFO41-DISS4B (Composite) |  | 140 | 209 | 31.5 | 0.014171 | 0.27449 | 14.5929 | 0 | 4.792 | 1 | 1 |  | TRUE
523 | CELL41-DRAK41 (OHL) |  | 225 | 82 | 45.012 | 0.025558 | 0.30769 | 11.9633 | 0 | 3.1321 | 1 | 1 |  | TRUE
524 | CELL41-DRAK41 (OHL) |  | 225 | 82 | 45.712 | 0.025551 | 0.3077 | 11.9627 | 0 | 3.1321 | 1 | 1 |  | TRUE
525 | DISS4A-NORM41 (OHL) |  | 126 | 115 | 29.7 | 0.014168 | 0.2748 | 13.3723 | 0 | 4.792 | 1 | 1 |  | TRUE
526 | DISS4B-NORM41 (OHL) |  | 209 | 115 | 29.7 | 0.014168 | 0.2748 | 13.3723 | 0 | 4.792 | 1 | 1 |  | TRUE
527 | HINP41-SHUR41 (OHL) |  | 124 | 305 | 1.213 | 0.026381 | 0.31657 | 11.5955 | 0 | 4.2724 | 1 | 1 |  | TRUE
528 | LHOR4B-NINF41 (OHL) |  | 283 | 77 | 23.2 | 0.017379 | 0.27828 | 13.1146 | 0 | 3.9909 | 1 | 1 |  | TRUE
529 | SHUR41-TAUN42 (OHL) |  | 305 | 318 | 27 | 0.028859 | 0.31816 | 11.5368 | 0 | 4.2724 | 1 | 1 |  | TRUE
530 | BRAI4A-BULL41 (OHL) |  | 17 | 173 | 12.343 | 0.015685 | 0.2765 | 13.2588 | 0 | 4.4745 | 1 | 1 |  | TRUE
531 | BRAI4B-RAYL41 (OHL) |  | 40 | 169 | 33.03 | 0.015743 | 0.27655 | 13.253 | 0 | 3.2 | 1 | 1 |  | TRUE
532 | BRFO41-FRIS4A (OHL) |  | 140 | 84 | 35.557 | 0.017369 | 0.27827 | 13.1146 | 0 | 3.2 | 1 | 1 |  | TRUE
533 | BRFO41-FRIS4B (OHL) |  | 140 | 94 | 35.557 | 0.017369 | 0.27827 | 13.1146 | 0 | 3.2 | 1 | 1 |  | TRUE
534 | BRFO41-FRIS4C (OHL) |  | 140 | 280 | 35.557 | 0.017369 | 0.27827 | 13.1146 | 0 | 3.2 | 1 | 1 |  | TRUE
535 | BRFO41-FRIS4D (OHL) |  | 140 | 217 | 35.557 | 0.017369 | 0.27827 | 13.1146 | 0 | 3.2 | 1 | 1 |  | TRUE
536 | BRLE41-MELK41 (OHL) |  | 142 | 59 | 82.134 | 0.034461 | 0.32022 | 11.4312 | 0 | 2.1506 | 1 | 1 |  | TRUE
537 | BRLE41-MELK41 (OHL) |  | 142 | 59 | 81.569 | 0.034523 | 0.32024 | 11.43 | 0 | 2.1506 | 1 | 1 |  | TRUE
538 | BRWA4A-BRWA4C (OHL) |  | 241 | 138 | 4.371 | 0.028918 | 0.31846 | 11.527 | 0 | 2.5548 | 1 | 1 |  | TRUE
539 | BRWA4B-BRWA4D (Composite) |  | 148 | 235 | 4.462 | 0.027252 | 0.3048 | 32.8204 | 0 | 2.5548 | 1 | 1 |  | TRUE
540 | BRWA4C-MELK41 (OHL) |  | 138 | 59 | 77.004 | 0.028424 | 0.31572 | 11.632 | 0 | 2.5201 | 1 | 1 |  | TRUE
541 | BRWA4C-SHUR41 (OHL) |  | 138 | 305 | 14.02 | 0.024879 | 0.30699 | 11.9389 | 0 | 2.5548 | 1 | 1 |  | TRUE
542 | BRWA4D-MELK41 (OHL) |  | 235 | 59 | 76.264 | 0.028449 | 0.3157 | 11.6323 | 0 | 2.8997 | 1 | 1 |  | TRUE
543 | BRWA4D-SHUR41 (OHL) |  | 235 | 305 | 14.02 | 0.024879 | 0.30699 | 11.9389 | 0 | 4.2724 | 1 | 1 |  | TRUE
544 | BULL41-RAYL41 (OHL) |  | 173 | 169 | 20.646 | 0.015732 | 0.27651 | 13.2557 | 0 | 4.4745 | 1 | 1 |  | TRUE
545 | ELST4A-SUND41 (OHL) |  | 114 | 247 | 34.834 | 0.025538 | 0.3077 | 11.9727 | 0 | 3.0888 | 1 | 1 |  | TRUE
546 | ELST4B-SUND42 (OHL) |  | 179 | 243 | 34.706 | 0.02554 | 0.30768 | 11.9728 | 0 | 1.9428 | 1 | 1 |  | TRUE
547 | FRIN4A-FRIS41 (Cable) |  | 152 | 315 | 0.3 | 0.010667 | 0.18667 | 217.1537 | 0 | 4.0111 | 1 | 1 |  | TRUE
548 | FRIN4B-FRIS4C (Cable) |  | 274 | 280 | 0.1 | 0.0001 | 0.0001 | 10 | 0 | 4.0126 | 1 | 1 |  | TRUE
549 | FRIS4A-FRIS41 (Cable) |  | 84 | 315 | 0.2 | 0.008 | 0.192 | 217.147 | 0 | 4.0111 | 1 | 1 |  | TRUE
550 | FRIS4A-SIZE41 (OHL) |  | 84 | 45 | 7.61 | 0.017451 | 0.27837 | 13.1146 | 0 | 3.2 | 1 | 1 |  | TRUE
551 | FRIS4B-FRIS41 (Cable) |  | 94 | 315 | 0.15 | 0.010667 | 0.192 | 217.1537 | 0 | 4.0111 | 1 | 1 |  | TRUE
552 | FRIS4B-SIZE41 (OHL) |  | 94 | 45 | 7.61 | 0.017451 | 0.27837 | 13.1146 | 0 | 3.2 | 1 | 1 |  | TRUE
553 | FRIS4C-LEIS4A (OHL) |  | 280 | 175 | 6.8 | 0.017412 | 0.27835 | 13.1145 | 0 | 3.2 | 1 | 1 |  | TRUE
554 | FRIS4D-FRIS41 (Cable) |  | 217 | 315 | 0.2 | 0.0001 | 0.0001 | 10 | 0 | 4.0111 | 1 | 1 |  | TRUE
555 | FRIS4D-SIZE41 (OHL) |  | 217 | 45 | 7.61 | 0.017451 | 0.27837 | 13.1146 | 0 | 3.2 | 1 | 1 |  | TRUE
556 | GRAW4A-GRAW41 (Cable) |  | 43 | 294 | 0.2 | 0.008 | 0.2 | 250.0026 | 0 | 3.8004 | 1 | 1 |  | TRUE
557 | GRAW4B-GRAW42 (Cable) |  | 55 | 229 | 0.2 | 0.008 | 0.2 | 250.0026 | 0 | 3.8004 | 1 | 1 |  | TRUE
558 | GRAW4B-TILB42 (Composite) |  | 55 | 261 | 26.747 | 0.016929 | 0.27134 | 39.0825 | 0 | 2.7987 | 1 | 1 |  | TRUE
559 | HINP41-SAFO41 (Composite) |  | 124 | 324 | 35.52 | 0.018964 | 0.25104 | 122.2824 | 0 | 2.5201 | 1 | 1 |  | TRUE
560 | HINP41-SEAB41 (Composite) |  | 124 | 161 | 66.803 | 0.018323 | 0.26454 | 71.4481 | 0 | 2.5201 | 1 | 1 |  | TRUE
561 | HURS21-LITT2A (Composite) |  | 361 | 387 | 8.102 | 0.026042 | 0.2818 | 65.602 | 0 | 1.6943 | 1 | 1 |  | TRUE
562 | HURS21-LITT2B (Composite) |  | 361 | 453 | 8.003 | 0.026175 | 0.28226 | 64.8725 | 0 | 1.6943 | 1 | 1 |  | TRUE
563 | KEAD42-WBUR42 (OHL) |  | 227 | 295 | 28.425 | 0.017337 | 0.27829 | 13.1143 | 0 | 4.3013 | 1 | 1 |  | TRUE
564 | SAFO41-SEAB4A (OHL) |  | 324 | 76 | 31.219 | 0.01763 | 0.28019 | 13.0313 | 0 | 4.1136 | 1 | 1 |  | TRUE
565 | BENR41-NEWX4A (Cable) |  | 259 | 251 | 4.272 | 0.010861 | 0.21386 | 160.8561 | 0 | 1.3236 | 1 | 1 |  | TRUE
566 | BENR41-WIMB41 (Cable) |  | 259 | 288 | 8.429 | 0.01101 | 0.21412 | 160.8562 | 0 | 1.5747 | 1 | 1 |  | TRUE
567 | COTT41-KEAD4C (OHL) |  | 199 | 183 | 34.479 | 0.024966 | 0.31101 | 11.7578 | 0 | 4.2724 | 1 | 1 |  | TRUE
568 | COTT41-KEAD4D (OHL) |  | 199 | 219 | 34.628 | 0.024951 | 0.31096 | 11.7586 | 0 | 4.2724 | 1 | 1 |  | TRUE
569 | CREB41-CREB42 (OHL) |  | 33 | 34 | 14.835 | 0.014129 | 0.27481 | 13.3727 | 0 | 4.4384 | 1 | 1 |  | TRUE
570 | CREB41-CREB42 (OHL) |  | 33 | 34 | 14.904 | 0.014171 | 0.27483 | 13.3725 | 0 | 4.4384 | 1 | 1 |  | TRUE
571 | CREB42-THTO41 (OHL) |  | 34 | 246 | 14.835 | 0.014129 | 0.27481 | 13.3727 | 0 | 4.4384 | 1 | 1 |  | TRUE
572 | CREB42-THTO42 (OHL) |  | 34 | 81 | 14.904 | 0.014171 | 0.27483 | 13.3725 | 0 | 4.4384 | 1 | 1 |  | TRUE
573 | CREB42-THTO44 (OHL) |  | 34 | 23 | 29.671 | 0.014182 | 0.2748 | 13.3723 | 0 | 3.8437 | 1 | 1 |  | TRUE
574 | HAKB4B-HARG41 (OHL) |  | 109 | 110 | 10.107 | 0.025487 | 0.31582 | 11.6376 | 0 | 2.8016 | 1 | 1 |  | TRUE
575 | HARG41-HUTT41 (OHL) |  | 110 | 287 | 81.544 | 0.024919 | 0.30725 | 11.9281 | 0 | 3.9996 | 1 | 1 |  | TRUE
576 | HURS21-NEWX21 (Cable) |  | 361 | 372 | 18.504 | 0.011035 | 0.21403 | 160.8563 | 0 | 1.8118 | 1 | 1 |  | TRUE
577 | HURS21-NEWX21 (Cable) |  | 361 | 372 | 18.442 | 0.011031 | 0.21402 | 160.8564 | 0 | 2.0365 | 1 | 1 |  | TRUE
578 | MILL41-MILL4A (OHL) |  | 181 | 100 | 0.34 | 0.028235 | 0.32 | 11.527 | 0 | 2.8997 | 1 | 1 |  | TRUE
579 | NEWX4B-WIMB41 (Cable) |  | 254 | 288 | 12.688 | 0.010971 | 0.214 | 160.8563 | 0 | 1.491 | 1 | 1 |  | TRUE
580 | PEMB41-POAB41 (OHL) |  | 291 | 263 | 74.6 | 0.017373 | 0.27828 | 13.1146 | 0 | 3.2 | 1 | 1 |  | TRUE
581 | PEMB41-SWAN41 (OHL) |  | 291 | 172 | 83.854 | 0.017364 | 0.27829 | 13.1146 | 0 | 3.2 | 1 | 1 |  | TRUE
582 | POAB41-SWAN41 (OHL) |  | 263 | 172 | 9.25 | 0.017297 | 0.27831 | 13.1146 | 0 | 3.2 | 1 | 1 |  | TRUE
583 | SWAN41-WALH41 (parallel Composite) |  | 172 | 21 | 139.22 | 0.016779 | 0.26959 | 21.7289 | 0 | 3.2 | 1 | 1 |  | TRUE
584 | BLYT21-TYNE2A (OHL) |  | 493 | 490 | 16.866 | 0.03336 | 0.32122 | 11.4228 | 0 | 2.555 | 1 | 1 |  | TRUE
585 | BRAI4A-BRFO41 (Composite) |  | 17 | 140 | 49 | 0.0144 | 0.26367 | 51.9556 | 0 | 4.792 | 1 | 1 |  | TRUE
586 | BRAI4B-BRFO41 (Composite) |  | 40 | 140 | 49 | 0.014433 | 0.26371 | 51.9541 | 0 | 4.792 | 1 | 1 |  | TRUE
587 | BRFO41-TWIN4A (OHL) |  | 140 | 231 | 28.419 | 0.014188 | 0.2748 | 13.3718 | 0 | 4.792 | 1 | 1 |  | TRUE
588 | BRFO41-TWIN4B (OHL) |  | 140 | 214 | 28.419 | 0.014188 | 0.2748 | 13.3718 | 0 | 4.792 | 1 | 1 |  | TRUE
589 | BRIM4C-HACK41 (Composite) |  | 306 | 135 | 13.736 | 0.024345 | 0.3025 | 19.8121 | 0 | 4.4745 | 1 | 1 |  | TRUE
590 | BRIM4C-WALX41 (OHL) |  | 306 | 120 | 5.97 | 0.024925 | 0.30687 | 11.939 | 0 | 4.4745 | 1 | 1 |  | TRUE
591 | BRIM4D-HACK41 (Composite) |  | 150 | 135 | 13.885 | 0.024199 | 0.30122 | 21.9298 | 0 | 4.4745 | 1 | 1 |  | TRUE
592 | BRIM4D-WALX41 (OHL) |  | 150 | 120 | 5.97 | 0.024925 | 0.30687 | 11.939 | 0 | 4.4745 | 1 | 1 |  | TRUE
593 | CARR41-DAIN41 (OHL) |  | 180 | 157 | 3.352 | 0.028162 | 0.31169 | 11.7372 | 0 | 4.2695 | 1 | 1 |  | TRUE
594 | CARR41-DAIN41 (OHL) |  | 180 | 157 | 2.545 | 0.027033 | 0.31183 | 11.785 | 0 | 2.8001 | 1 | 1 |  | TRUE
595 | EGGB41-MONF42 (OHL) |  | 265 | 27 | 10.37 | 0.014041 | 0.27479 | 13.3968 | 0 | 3.493 | 1 | 1 |  | TRUE
596 | EGGB42-MONF42 (OHL) |  | 20 | 27 | 10.37 | 0.014041 | 0.27479 | 13.3968 | 0 | 3.493 | 1 | 1 |  | TRUE
597 | GRAI41-GRAW4A (OHL) |  | 201 | 43 | 1.845 | 0.013875 | 0.27491 | 13.3966 | 0 | 3.8004 | 1 | 1 |  | TRUE
598 | GRAI41-GRAW4B (Composite) |  | 201 | 55 | 2.089 | 0.014552 | 0.26424 | 34.0699 | 0 | 2.7987 | 1 | 1 |  | TRUE
599 | GRAW4A-KINO41 (parallel Composite) |  | 43 | 242 | 10.607 | 0.013274 | 0.25794 | 32.9713 | 0 | 3.8004 | 1 | 1 |  | TRUE
600 | HAKB4--HARG41 (OHL) |  | 249 | 110 | 10.107 | 0.025487 | 0.31582 | 11.6376 | 0 | 2.8001 | 1 | 1 |  | TRUE
601 | HARG41-HUTT43 (OHL) |  | 110 | 85 | 81.544 | 0.024919 | 0.30725 | 11.9281 | 0 | 3.9996 | 1 | 1 |  | TRUE
602 | HAWP21-OFFE21 (OHL) |  | 519 | 515 | 9.514 | 0.030126 | 0.31382 | 11.6848 | 0 | 1.942 | 1 | 1 |  | TRUE
603 | HAWP41-NORT41 (OHL) |  | 12 | 232 | 30.157 | 0.017349 | 0.27828 | 13.1146 | 0 | 4.0126 | 1 | 1 |  | TRUE
604 | KINO41-TILB41 (Composite) |  | 242 | 248 | 17.313 | 0.01377 | 0.26422 | 54.1492 | 0 | 4.258 | 1 | 1 |  | TRUE
605 | KNAR21-TADT2A (OHL) |  | 486 | 337 | 25 | 0.037026 | 0.33202 | 10.9885 | 0 | 2.7293 | 1 | 1 |  | TRUE
606 | KNAR21-TADT2B (OHL) |  | 486 | 433 | 25 | 0.037026 | 0.33202 | 10.9885 | 0 | 2.7293 | 1 | 1 |  | TRUE
607 | MONF2A-TADT2A (OHL) |  | 505 | 337 | 14.18 | 0.037013 | 0.33199 | 10.9884 | 0 | 2.7293 | 1 | 1 |  | TRUE
608 | MONF2B-TADT2B (Composite) |  | 495 | 433 | 14.78 | 0.036073 | 0.32537 | 28.8252 | 0 | 2.7293 | 1 | 1 |  | TRUE
609 | MONF41-MONF42 (Cable) |  | 195 | 27 | 0.1 | 0.0001 | 0.0001 | 10 | 0 | 2.1651 | 1 | 1 |  | TRUE
610 | NORT41-OBST4A (OHL) |  | 232 | 322 | 70.35 | 0.029089 | 0.32882 | 11.1566 | 0 | 2.5259 | 1 | 1 |  | TRUE
611 | NORT41-OBST4B (OHL) |  | 232 | 204 | 70.35 | 0.029089 | 0.32882 | 11.1566 | 0 | 2.5201 | 1 | 1 |  | TRUE
612 | OBST4A-YORK4A (OHL) |  | 322 | 127 | 2.8 | 0.029143 | 0.32857 | 11.1565 | 0 | 1.8764 | 1 | 1 |  | TRUE
613 | OBST4B-YORK4B (OHL) |  | 204 | 63 | 2.8 | 0.029143 | 0.32857 | 11.1565 | 0 | 1.8764 | 1 | 1 |  | TRUE
614 | OFFE21-WBOL21 (OHL) |  | 515 | 484 | 8.207 | 0.030132 | 0.31385 | 11.685 | 0 | 1.942 | 1 | 1 |  | TRUE
615 | OSBA41-OBST4A (OHL) |  | 95 | 322 | 13.35 | 0.029124 | 0.32887 | 11.1566 | 0 | 2.5201 | 1 | 1 |  | TRUE
616 | OSBA42-OBST4B (OHL) |  | 301 | 204 | 13.35 | 0.029124 | 0.32887 | 11.1566 | 0 | 2.5201 | 1 | 1 |  | TRUE
617 | OVER21-POPP21 (OHL) |  | 382 | 502 | 4.729 | 0.041099 | 0.3958 | 9.35 | 0 | 1.1337 | 1 | 1 |  | TRUE
618 | OVER21-POPP21 (OHL) |  | 382 | 502 | 4.634 | 0.041452 | 0.39803 | 9.2746 | 0 | 0.92376 | 1 | 1 |  | TRUE
619 | OVER21-TADT2A (OHL) |  | 382 | 337 | 20.176 | 0.037033 | 0.33202 | 10.9887 | 0 | 2.7293 | 1 | 1 |  | TRUE
620 | OVER21-TADT2B (OHL) |  | 382 | 433 | 20.176 | 0.037033 | 0.33202 | 10.9885 | 0 | 2.7293 | 1 | 1 |  | TRUE
621 | PELH41-TWIN4A (OHL) |  | 194 | 88 | 40.882 | 0.014168 | 0.27482 | 13.3717 | 0 | 4.4745 | 1 | 1 |  | TRUE
622 | PELH41-TWIN4B (OHL) |  | 194 | 214 | 40.823 | 0.014188 | 0.27483 | 13.3718 | 0 | 4.792 | 1 | 1 |  | TRUE

## trafo
| name | std_type | hv_bus | lv_bus | sn_mva | vn_hv_kv | vn_lv_kv | vk_percent | vkr_percent | pfe_kw | i0_percent | shift_degree | tap_side | tap_neutral | tap_min | tap_max | tap_step_percent | tap_step_degree | tap_pos | tap_phase_shifter | parallel | df | in_service
0 | ABHA4A-ABHA11 (Transformer) |  | 92 | 596 | 275 | 400 | 132 | 8.4025 | 0.1658 | 0 | 0 | 0 | [7 empty] | FALSE | 1 | 1 | TRUE
1 | ABHA4B-ABHA12 (Transformer) |  | 101 | 757 | 264 | 400 | 132 | 8.4025 | 0.1658 | 0 | 0 | 0 | [7 empty] | FALSE | 1 | 1 | TRUE
2 | ABTH21-ABTH11 (Transformer) |  | 455 | 663 | 279 | 275 | 132 | 8.0648 | 0.1366 | 0 | 0 | 0 | [7 empty] | FALSE | 1 | 1 | TRUE
3 | ABTH21-ABTH12 (Transformer) |  | 455 | 654 | 211 | 275 | 132 | 8.0383 | 0.1646 | 0 | 0 | 0 | [7 empty] | FALSE | 1 | 1 | TRUE
4 | ABTH21-ABTH13 (Transformer) |  | 455 | 558 | 212 | 275 | 132 | 8.1994 | 0.0977 | 0 | 0 | 0 | [7 empty] | FALSE | 1 | 1 | TRUE
5 | ALDW21-ALDW31 (Transformer) |  | 477 | 843 | 135 | 275 | 33 | 24.6692 | 0.4848 | 0 | 0 | 0 | [7 empty] | FALSE | 1 | 1 | TRUE
6 | ALDW21-ALDW31 (Transformer) |  | 477 | 843 | 135 | 275 | 33 | 25.4142 | 0.3543 | 0 | 0 | 0 | [7 empty] | FALSE | 1 | 1 | TRUE
7 | ALDW21-ALDW31 (Transformer) |  | 477 | 843 | 83 | 275 | 33 | 26.5771 | 0.7076 | 0 | 0 | 0 | [7 empty] | FALSE | 1 | 1 | TRUE
8 | ALDW21-ALDW32 (Transformer) |  | 477 | 818 | 98 | 275 | 33 | 25.925 | 0.656 | 0 | 0 | 0 | [7 empty] | FALSE | 1 | 1 | TRUE
9 | ALDW21-ALDW32 (Transformer) |  | 477 | 818 | 98 | 275 | 33 | 25.925 | 0.656 | 0 | 0 | 0 | [7 empty] | FALSE | 1 | 1 | TRUE
10 | ALVE4A-ALVE11 (Transformer) |  | 207 | 735 | 278 | 400 | 132 | 8.3874 | 0.1118 | 0 | 0 | 0 | [7 empty] | FALSE | 1 | 1 | TRUE
11 | ALVE4B-ALVE11 (Transformer) |  | 67 | 735 | 275 | 400 | 132 | 8.0984 | 0.1621 | 0 | 0 | 0 | [7 empty] | FALSE | 1 | 1 | TRUE
12 | AMEM4A-AMEM11 (Transformer) |  | 15 | 617 | 270 | 400 | 132 | 8.4008 | 0.1471 | 0 | 0 | 0 | [7 empty] | FALSE | 1 | 1 | TRUE
13 | AMEM4B-AMEM11 (Transformer) |  | 16 | 617 | 255 | 400 | 132 | 8.4008 | 0.1471 | 0 | 0 | 0 | [7 empty] | FALSE | 1 | 1 | TRUE
14 | AXMI41-AXMI11 (Transformer) |  | 300 | 655 | 278 | 400 | 132 | 7.4973 | 0.148 | 0 | 0 | 0 | [7 empty] | FALSE | 1 | 1 | TRUE
15 | AXMI41-AXMI11 (Transformer) |  | 300 | 655 | 277 | 400 | 132 | 7.4973 | 0.148 | 0 | 0 | 0 | [7 empty] | FALSE | 1 | 1 | TRUE
16 | BARK21-BARK11 (Transformer) |  | 499 | 781 | 278 | 275 | 132 | 8.6657 | 0.1264 | 0 | 0 | 0 | [7 empty] | FALSE | 1 | 1 | TRUE
17 | BARK21-BARK11 (Transformer) |  | 499 | 781 | 275 | 275 | 132 | 8.6657 | 0.1264 | 0 | 0 | 0 | [7 empty] | FALSE | 1 | 1 | TRUE
18 | BARK21-BARW31 (Transformer) |  | 499 | 838 | 109 | 275 | 33 | 29.2635 | 0.618 | 0 | 0 | 0 | [7 empty] | FALSE | 1 | 1 | TRUE
19 | BARK21-BARW32 (Transformer) |  | 499 | 826 | 110 | 275 | 33 | 29.2635 | 0.618 | 0 | 0 | 0 | [7 empty] | FALSE | 1 | 1 | TRUE
20 | BARK22-BARK11 (Transformer) |  | 390 | 781 | 211 | 275 | 132 | 8.0383 | 0.1646 | 0 | 0 | 0 | [7 empty] | FALSE | 1 | 1 | TRUE
21 | BARK22-BARW31 (Transformer) |  | 390 | 838 | 110 | 275 | 33 | 29.2635 | 0.618 | 0 | 0 | 0 | [7 empty] | FALSE | 1 | 1 | TRUE
22 | BARK22-BARW32 (Transformer) |  | 390 | 826 | 109 | 275 | 33 | 29.2635 | 0.618 | 0 | 0 | 0 | [7 empty] | FALSE | 1 | 1 | TRUE
23 | BARK22-BARW32 (Transformer) |  | 390 | 826 | 100 | 275 | 33 | 19.4438 | 0.492 | 0 | 0 | 0 | [7 empty] | FALSE | 1 | 1 | TRUE
24 | BARK41-BARK21 (Transformer) |  | 293 | 499 | 817 | 400 | 275 | 5 | 0.0268 | 0 | 0 | 0 | [7 empty] | FALSE | 1 | 1 | TRUE
25 | BARK41-BARK22 (Transformer) |  | 293 | 390 | 817 | 400 | 275 | 5 | 0.0268 | 0 | 0 | 0 | [7 empty] | FALSE | 1 | 1 | TRUE
26 | BEDD21-BEDD11 (Transformer) |  | 425 | 756 | 258 | 275 | 132 | 7.9774 | 0.167 | 0 | 0 | 0 | [7 empty] | FALSE | 1 | 1 | TRUE
27 | BEDD21-BEDD12 (Transformer) |  | 425 | 771 | 240 | 275 | 132 | 8.0868 | 0.1067 | 0 | 0 | 0 | [7 empty] | FALSE | 1 | 1 | TRUE
28 | BEDD21-BEDT1A (Transformer) |  | 425 | 702 | 126 | 275 | 132 | 8.1333 | 0.1007 | 0 | 0 | 0 | [7 empty] | FALSE | 1 | 1 | TRUE
29 | BEDD22-BEDD12 (Transformer) |  | 402 | 771 | 240 | 275 | 132 | 8.0868 | 0.1067 | 0 | 0 | 0 | [7 empty] | FALSE | 1 | 1 | TRUE
30 | BEDD23-BEDD11 (Transformer) |  | 478 | 756 | 240 | 275 | 132 | 7.9774 | 0.167 | 0 | 0 | 0 | [7 empty] | FALSE | 1 | 1 | TRUE
31 | BEDD23-BEDT1B (Transformer) |  | 478 | 759 | 126 | 275 | 132 | 12.2479 | 0.2264 | 0 | 0 | 0 | [7 empty] | FALSE | 1 | 1 | TRUE
32 | BEDD4A-BEDD21 (Transformer) |  | 266 | 425 | 797 | 400 | 275 | 5 | 0.0258 | 0 | 0 | 0 | [7 empty] | FALSE | 1 | 1 | TRUE
33 | BEDD4A-BEDD23 (Transformer) |  | 266 | 478 | 797 | 400 | 275 | 5 | 0.0258 | 0 | 0 | 0 | [7 empty] | FALSE | 1 | 1 | TRUE
34 | BEDD4B-BEDD21 (Transformer) |  | 292 | 425 | 800 | 400 | 275 | 5 | 0.0258 | 0 | 0 | 0 | [7 empty] | FALSE | 1 | 1 | TRUE
35 | BEDD4B-BEDD22 (Transformer) |  | 292 | 402 | 950 | 400 | 275 | 5 | 0.0258 | 0 | 0 | 0 | [7 empty] | FALSE | 1 | 1 | TRUE
36 | BESW21-BESW11 (Transformer) |  | 375 | 625 | 240 | 275 | 132 | 8.1994 | 0.1004 | 0 | 0 | 0 | [7 empty] | FALSE | 1 | 1 | TRUE
37 | BESW21-BESW11 (Transformer) |  | 375 | 625 | 273 | 275 | 132 | 8.6331 | 0.1411 | 0 | 0 | 0 | [7 empty] | FALSE | 1 | 1 | TRUE
38 | BESW21-BESW12 (Transformer) |  | 375 | 715 | 267 | 275 | 132 | 8.6331 | 0.1411 | 0 | 0 | 0 | [7 empty] | FALSE | 1 | 1 | TRUE
39 | BESW21-BESW12 (Transformer) |  | 375 | 715 | 267 | 275 | 132 | 8.6331 | 0.1411 | 0 | 0 | 0 | [7 empty] | FALSE | 1 | 1 | TRUE
40 | BICF41-BICF11 (Transformer) |  | 166 | 542 | 278 | 400 | 132 | 7.9515 | 0.1307 | 0 | 0 | 0 | [7 empty] | FALSE | 1 | 1 | TRUE
41 | BICF41-BICF11 (Transformer) |  | 166 | 542 | 274 | 400 | 132 | 7.9515 | 0.1307 | 0 | 0 | 0 | [7 empty] | FALSE | 1 | 1 | TRUE
42 | BIRK21-BIRK11 (Transformer) |  | 443 | 767 | 261 | 275 | 132 | 8.6081 | 0.1594 | 0 | 0 | 0 | [7 empty] | FALSE | 1 | 1 | TRUE
43 | BIRK21-BIRK11 (Transformer) |  | 443 | 767 | 261 | 275 | 132 | 8.6081 | 0.1594 | 0 | 0 | 0 | [7 empty] | FALSE | 1 | 1 | TRUE
44 | BIRK21-BIRK11 (Transformer) |  | 443 | 767 | 261 | 275 | 132 | 8.6081 | 0.1594 | 0 | 0 | 0 | [7 empty] | FALSE | 1 | 1 | TRUE
45 | BISW21-BISW11 (Transformer) |  | 470 | 755 | 279 | 275 | 132 | 8.097 | 0.1623 | 0 | 0 | 0 | [7 empty] | FALSE | 1 | 1 | TRUE
46 | BISW21-BISW11 (Transformer) |  | 470 | 755 | 279 | 275 | 132 | 8.097 | 0.1623 | 0 | 0 | 0 | [7 empty] | FALSE | 1 | 1 | TRUE
47 | BISW21-BISW11 (Transformer) |  | 470 | 755 | 278 | 275 | 132 | 8.7537 | 0.0918 | 0 | 0 | 0 | [7 empty] | FALSE | 1 | 1 | TRUE
48 | BISW21-BISW11 (Transformer) |  | 470 | 755 | 240 | 275 | 132 | 8.097 | 0.1623 | 0 | 0 | 0 | [7 empty] | FALSE | 1 | 1 | TRUE
49 | BLYT21-BLYT1A (Transformer) |  | 493 | 566 | 278 | 275 | 132 | 8.378 | 0.1666 | 0 | 0 | 0 | [7 empty] | FALSE | 1 | 1 | TRUE
50 | BLYT21-BLYT1B (Transformer) |  | 493 | 698 | 278 | 275 | 132 | 8.378 | 0.1666 | 0 | 0 | 0 | [7 empty] | FALSE | 1 | 1 | TRUE
51 | BLYT21-BLYT61 (Transformer) |  | 493 | 801 | 209 | 275 | 66 | 10.8456 | 0.2275 | 0 | 0 | 0 | [7 empty] | FALSE | 1 | 1 | TRUE
52 | BLYT21-BLYT61 (Transformer) |  | 493 | 801 | 138 | 275 | 66 | 16.8273 | 0.45 | 0 | 0 | 0 | [7 empty] | FALSE | 1 | 1 | TRUE
53 | BLYT21-BLYT61 (Transformer) |  | 493 | 801 | 138 | 275 | 66 | 16.8273 | 0.45 | 0 | 0 | 0 | [7 empty] | FALSE | 1 | 1 | TRUE
54 | BLYT41-BLYT21 (Transformer) |  | 7 | 493 | 1148 | 400 | 275 | 5 | 0.0152 | 0 | 0 | 0 | [7 empty] | FALSE | 1 | 1 | TRUE
55 | BLYT41-BLYT21 (Transformer) |  | 7 | 493 | 1100 | 400 | 275 | 5 | 0.0152 | 0 | 0 | 0 | [7 empty] | FALSE | 1 | 1 | TRUE
56 | BODE41-SASA11 (Transformer) |  | 319 | 750 | 240 | 400 | 132 | 7.9055 | 0.1311 | 0 | 0 | 0 | [7 empty] | FALSE | 1 | 1 | TRUE
57 | BOLN41-BOLN11 (Transformer) |  | 215 | 710 | 310 | 400 | 132 | 7.9818 | 0.137 | 0 | 0 | 0 | [7 empty] | FALSE | 1 | 1 | TRUE
58 | BOLN41-BOLN11 (Transformer) |  | 215 | 710 | 309 | 400 | 132 | 7.9818 | 0.137 | 0 | 0 | 0 | [7 empty] | FALSE | 1 | 1 | TRUE
59 | BOLN41-BOLN12 (Transformer) |  | 215 | 714 | 309 | 400 | 132 | 7.9818 | 0.137 | 0 | 0 | 0 | [7 empty] | FALSE | 1 | 1 | TRUE
60 | BOLN41-BOLN12 (Transformer) |  | 215 | 714 | 277 | 400 | 132 | 7.9818 | 0.137 | 0 | 0 | 0 | [7 empty] | FALSE | 1 | 1 | TRUE
61 | BOLN41-BOLN12 (Transformer) |  | 215 | 714 | 276 | 400 | 132 | 7.9818 | 0.137 | 0 | 0 | 0 | [7 empty] | FALSE | 1 | 1 | TRUE
62 | BOTW41-BOTW11 (Transformer) |  | 184 | 629 | 278 | 400 | 132 | 8.1036 | 0.1139 | 0 | 0 | 0 | [7 empty] | FALSE | 1 | 1 | TRUE
63 | BOTW41-BOTW11 (Transformer) |  | 184 | 629 | 278 | 400 | 132 | 8.1036 | 0.1139 | 0 | 0 | 0 | [7 empty] | FALSE | 1 | 1 | TRUE
64 | BRAI4A-BRAI11 (Transformer) |  | 17 | 701 | 240 | 400 | 132 | 8.1976 | 0.1373 | 0 | 0 | 0 | [7 empty] | FALSE | 1 | 1 | TRUE
65 | BRAI4B-BRAI11 (Transformer) |  | 40 | 701 | 278 | 400 | 132 | 7.9515 | 0.1307 | 0 | 0 | 0 | [7 empty] | FALSE | 1 | 1 | TRUE
66 | BRAW21-BRAW11 (Transformer) |  | 327 | 639 | 279 | 275 | 132 | 8.2312 | 0.1719 | 0 | 0 | 0 | [7 empty] | FALSE | 1 | 1 | TRUE
67 | BRAW21-BRAW11 (Transformer) |  | 327 | 639 | 279 | 275 | 132 | 8.2312 | 0.1719 | 0 | 0 | 0 | [7 empty] | FALSE | 1 | 1 | TRUE
68 | BRAW21-BRAW12 (Transformer) |  | 327 | 770 | 279 | 275 | 132 | 8.2312 | 0.1719 | 0 | 0 | 0 | [7 empty] | FALSE | 1 | 1 | TRUE
69 | BRAW21-BRAW12 (Transformer) |  | 327 | 770 | 279 | 275 | 132 | 8.2312 | 0.1719 | 0 | 0 | 0 | [7 empty] | FALSE | 1 | 1 | TRUE
70 | BRAW4A-BRAW21 (Transformer) |  | 160 | 327 | 1094 | 400 | 275 | 5 | 0.0175 | 0 | 0 | 0 | [7 empty] | FALSE | 1 | 1 | TRUE
71 | BRED21-BRED11 (Transformer) |  | 434 | 564 | 278 | 275 | 132 | 8.6449 | 0.1266 | 0 | 0 | 0 | [7 empty] | FALSE | 1 | 1 | TRUE
72 | BRED21-BRED11 (Transformer) |  | 434 | 564 | 278 | 275 | 132 | 8.6449 | 0.1266 | 0 | 0 | 0 | [7 empty] | FALSE | 1 | 1 | TRUE
73 | BRED21-BRED11 (Transformer) |  | 434 | 564 | 278 | 275 | 132 | 8.6449 | 0.1266 | 0 | 0 | 0 | [7 empty] | FALSE | 1 | 1 | TRUE
74 | BRFO41-BRFO11 (Transformer) |  | 140 | 553 | 272 | 400 | 132 | 8.4025 | 0.1658 | 0 | 0 | 0 | [7 empty] | FALSE | 1 | 1 | TRUE
75 | BRFO41-BRFO11 (Transformer) |  | 140 | 553 | 271 | 400 | 132 | 8.4025 | 0.1658 | 0 | 0 | 0 | [7 empty] | FALSE | 1 | 1 | TRUE
76 | BRFO41-BRFO11 (Transformer) |  | 140 | 553 | 240 | 400 | 132 | 7.9515 | 0.1307 | 0 | 0 | 0 | [7 empty] | FALSE | 1 | 1 | TRUE
77 | BRFO41-BRFO12 (Transformer) |  | 140 | 561 | 267 | 400 | 132 | 8.4025 | 0.1658 | 0 | 0 | 0 | [7 empty] | FALSE | 1 | 1 | TRUE
78 | BRFO41-BRFO12 (Transformer) |  | 140 | 561 | 267 | 400 | 132 | 8.4025 | 0.1658 | 0 | 0 | 0 | [7 empty] | FALSE | 1 | 1 | TRUE
79 | BRIM2A-BRIM11 (Transformer) |  | 405 | 661 | 263 | 275 | 132 | 8.3316 | 0.1688 | 0 | 0 | 0 | [7 empty] | FALSE | 1 | 1 | TRUE
80 | BRIM2B-BRIM11 (Transformer) |  | 427 | 661 | 274 | 275 | 132 | 8.6449 | 0.1266 | 0 | 0 | 0 | [7 empty] | FALSE | 1 | 1 | TRUE
81 | BRIN41-BRIN21 (Transformer) |  | 218 | 404 | 1117 | 400 | 275 | 5 | 0.0146 | 0 | 0 | 0 | [7 empty] | FALSE | 1 | 1 | TRUE
82 | BRLE41-BRLE11 (Transformer) |  | 142 | 659 | 275 | 400 | 132 | 7.9231 | 0.103 | 0 | 0 | 0 | [7 empty] | FALSE | 1 | 1 | TRUE
83 | BRLE41-BRLE12 (Transformer) |  | 142 | 662 | 253 | 400 | 132 | 8.4008 | 0.1471 | 0 | 0 | 0 | [7 empty] | FALSE | 1 | 1 | TRUE
84 | BRLE41-BRLE13 (Transformer) |  | 142 | 607 | 253 | 400 | 132 | 8.4008 | 0.1471 | 0 | 0 | 0 | [7 empty] | FALSE | 1 | 1 | TRUE
85 | BRLE41-BRLE14 (Transformer) |  | 142 | 738 | 270 | 400 | 132 | 7.9231 | 0.103 | 0 | 0 | 0 | [7 empty] | FALSE | 1 | 1 | TRUE
86 | BRLE41-BRLE1A (Transformer) |  | 142 | 632 | 263 | 400 | 132 | 7.8698 | 0.1303 | 0 | 0 | 0 | [7 empty] | FALSE | 1 | 1 | TRUE
87 | BRLE41-BRLE1B (Transformer) |  | 142 | 742 | 263 | 400 | 132 | 7.8698 | 0.1303 | 0 | 0 | 0 | [7 empty] | FALSE | 1 | 1 | TRUE
88 | BURW41-BURW11 (Transformer) |  | 304 | 622 | 240 | 400 | 132 | 8.3327 | 0.1059 | 0 | 0 | 0 | [7 empty] | FALSE | 1 | 1 | TRUE
89 | BURW41-BURW11 (Transformer) |  | 304 | 622 | 240 | 400 | 132 | 8.2208 | 0.1056 | 0 | 0 | 0 | [7 empty] | FALSE | 1 | 1 | TRUE
90 | BURW41-BURW11 (Transformer) |  | 304 | 622 | 240 | 400 | 132 | 7.9905 | 0.1347 | 0 | 0 | 0 | [7 empty] | FALSE | 1 | 1 | TRUE
91 | BUSH21-BUSH11 (Transformer) |  | 352 | 538 | 279 | 275 | 132 | 8.0467 | 0.1221 | 0 | 0 | 0 | [7 empty] | FALSE | 1 | 1 | TRUE
92 | BUSH21-BUSH11 (Transformer) |  | 352 | 538 | 279 | 275 | 132 | 8.0467 | 0.1221 | 0 | 0 | 0 | [7 empty] | FALSE | 1 | 1 | TRUE
93 | BUSH21-BUSH11 (Transformer) |  | 352 | 538 | 240 | 275 | 132 | 8.8443 | 0.1048 | 0 | 0 | 0 | [7 empty] | FALSE | 1 | 1 | TRUE
94 | BUST21-BUST11 (Transformer) |  | 465 | 651 | 279 | 275 | 132 | 8.3316 | 0.1688 | 0 | 0 | 0 | [7 empty] | FALSE | 1 | 1 | TRUE
95 | BUST21-BUST11 (Transformer) |  | 465 | 651 | 279 | 275 | 132 | 8.2312 | 0.1719 | 0 | 0 | 0 | [7 empty] | FALSE | 1 | 1 | TRUE
96 | BUST21-BUST11 (Transformer) |  | 465 | 651 | 278 | 275 | 132 | 8.2312 | 0.1719 | 0 | 0 | 0 | [7 empty] | FALSE | 1 | 1 | TRUE
97 | BUST21-BUST11 (Transformer) |  | 465 | 651 | 265 | 275 | 132 | 8.3316 | 0.1688 | 0 | 0 | 0 | [7 empty] | FALSE | 1 | 1 | TRUE
98 | BUST4A-BUST21 (Transformer) |  | 86 | 465 | 1100 | 400 | 275 | 5 | 0.018 | 0 | 0 | 0 | [7 empty] | FALSE | 1 | 1 | TRUE
99 | BUST4B-BUST21 (Transformer) |  | 158 | 465 | 1100 | 400 | 275 | 5 | 0.018 | 0 | 0 | 0 | [7 empty] | FALSE | 1 | 1 | TRUE
100 | CANT41-CANT13 (Transformer) |  | 159 | 611 | 264 | 400 | 132 | 8.2849 | 0.1509 | 0 | 0 | 0 | [7 empty] | FALSE | 1 | 1 | TRUE
101 | CANT41-CANT14 (Transformer) |  | 159 | 697 | 264 | 400 | 132 | 8.426 | 0.1658 | 0 | 0 | 0 | [7 empty] | FALSE | 1 | 1 | TRUE
102 | CAPE21-CAPE11 (Transformer) |  | 356 | 762 | 211 | 275 | 132 | 8.5256 | 0.1927 | 0 | 0 | 0 | [7 empty] | FALSE | 1 | 1 | TRUE
103 | CAPE21-CAPE11 (Transformer) |  | 356 | 762 | 211 | 275 | 132 | 8.5256 | 0.1927 | 0 | 0 | 0 | [7 empty] | FALSE | 1 | 1 | TRUE
104 | CAPE21-CAPE11 (Transformer) |  | 356 | 762 | 198 | 275 | 132 | 8.3446 | 0.196 | 0 | 0 | 0 | [7 empty] | FALSE | 1 | 1 | TRUE
105 | CAPE21-CAPE1A (Transformer) |  | 356 | 684 | 279 | 275 | 132 | 8.0648 | 0.1366 | 0 | 0 | 0 | [7 empty] | FALSE | 1 | 1 | TRUE
106 | CAPE21-CAPE1B (Transformer) |  | 356 | 540 | 180 | 275 | 132 | 8.8392 | 0.171 | 0 | 0 | 0 | [7 empty] | FALSE | 1 | 1 | TRUE
107 | CAPE4A-CAPE21 (Transformer) |  | 46 | 356 | 845 | 400 | 275 | 5 | 0.0178 | 0 | 0 | 0 | [7 empty] | FALSE | 1 | 1 | TRUE
108 | CAPE4B-CAPE21 (Transformer) |  | 69 | 356 | 886 | 400 | 275 | 5 | 0.0185 | 0 | 0 | 0 | [7 empty] | FALSE | 1 | 1 | TRUE
109 | CARE21-CARE11 (Transformer) |  | 441 | 539 | 278 | 275 | 132 | 8.7537 | 0.0918 | 0 | 0 | 0 | [7 empty] | FALSE | 1 | 1 | TRUE
110 | CARE21-CARE11 (Transformer) |  | 441 | 539 | 278 | 275 | 132 | 8.7537 | 0.0918 | 0 | 0 | 0 | [7 empty] | FALSE | 1 | 1 | TRUE
111 | CARR21-CARR11 (Transformer) |  | 334 | 713 | 211 | 275 | 132 | 8.5256 | 0.1927 | 0 | 0 | 0 | [7 empty] | FALSE | 1 | 1 | TRUE
112 | CARR21-CARR11 (Transformer) |  | 334 | 713 | 201 | 275 | 132 | 8.3396 | 0.1681 | 0 | 0 | 0 | [7 empty] | FALSE | 1 | 1 | TRUE
113 | CARR21-CARR12 (Transformer) |  | 334 | 724 | 211 | 275 | 132 | 8.5256 | 0.1927 | 0 | 0 | 0 | [7 empty] | FALSE | 1 | 1 | TRUE
114 | CARR21-CARR12 (Transformer) |  | 334 | 724 | 129 | 275 | 132 | 12.2479 | 0.2264 | 0 | 0 | 0 | [7 empty] | FALSE | 1 | 1 | TRUE
115 | CARR21-CARR12 (Transformer) |  | 334 | 724 | 120 | 275 | 132 | 12.2467 | 0.2847 | 0 | 0 | 0 | [7 empty] | FALSE | 1 | 1 | TRUE
116 | CARR41-CARR11 (Transformer) |  | 180 | 713 | 272 | 400 | 132 | 8.0197 | 0.1372 | 0 | 0 | 0 | [7 empty] | FALSE | 1 | 1 | TRUE
117 | CARR4A-CARR21 (Transformer) |  | 104 | 334 | 886 | 400 | 275 | 5 | 0.0185 | 0 | 0 | 0 | [7 empty] | FALSE | 1 | 1 | TRUE
118 | CARR4B-CARR21 (Transformer) |  | 250 | 334 | 886 | 400 | 275 | 5 | 0.0185 | 0 | 0 | 0 | [7 empty] | FALSE | 1 | 1 | TRUE
119 | CELL41-CELL11 (Transformer) |  | 225 | 692 | 280 | 400 | 132 | 8.4025 | 0.1658 | 0 | 0 | 0 | [7 empty] | FALSE | 1 | 1 | TRUE
120 | CELL41-CELL11 (Transformer) |  | 225 | 692 | 278 | 400 | 132 | 7.9515 | 0.1307 | 0 | 0 | 0 | [7 empty] | FALSE | 1 | 1 | TRUE
121 | CELL41-CELL11 (Transformer) |  | 225 | 692 | 240 | 400 | 132 | 8.4025 | 0.1658 | 0 | 0 | 0 | [7 empty] | FALSE | 1 | 1 | TRUE
122 | CELL41-CELL12 (Transformer) |  | 225 | 642 | 278 | 400 | 132 | 8.1976 | 0.1373 | 0 | 0 | 0 | [7 empty] | FALSE | 1 | 1 | TRUE
123 | CELL41-CELL12 (Transformer) |  | 225 | 642 | 278 | 400 | 132 | 8.4025 | 0.1658 | 0 | 0 | 0 | [7 empty] | FALSE | 1 | 1 | TRUE
124 | CHIC41-CHIC11 (Transformer) |  | 74 | 646 | 254 | 400 | 132 | 8.4008 | 0.1471 | 0 | 0 | 0 | [7 empty] | FALSE | 1 | 1 | TRUE
125 | CHIC41-CHIC11 (Transformer) |  | 74 | 646 | 253 | 400 | 132 | 8.4008 | 0.1471 | 0 | 0 | 0 | [7 empty] | FALSE | 1 | 1 | TRUE
126 | CHSI21-CHSI11 (Transformer) |  | 362 | 768 | 255 | 275 | 132 | 7.9774 | 0.167 | 0 | 0 | 0 | [7 empty] | FALSE | 1 | 1 | TRUE
127 | CHSI21-CHSI11 (Transformer) |  | 362 | 768 | 249 | 275 | 132 | 8.6331 | 0.1411 | 0 | 0 | 0 | [7 empty] | FALSE | 1 | 1 | TRUE
128 | CHSI21-CHSI1A (Transformer) |  | 362 | 660 | 153 | 275 | 132 | 12.2479 | 0.2264 | 0 | 0 | 0 | [7 empty] | FALSE | 1 | 1 | TRUE
129 | CHSI21-CHSI1B (Transformer) |  | 362 | 533 | 126 | 275 | 132 | 12.2479 | 0.2264 | 0 | 0 | 0 | [7 empty] | FALSE | 1 | 1 | TRUE
130 | CILF41-CILF2A (Transformer) |  | 230 | 336 | 750 | 400 | 275 | 5 | 0.017 | 0 | 0 | 0 | [7 empty] | FALSE | 1 | 1 | TRUE
131 | CILF41-CILF2B (Transformer) |  | 230 | 458 | 750 | 400 | 275 | 5 | 0.017 | 0 | 0 | 0 | [7 empty] | FALSE | 1 | 1 | TRUE
132 | CITR41-CITR11 (Transformer) |  | 203 | 534 | 278 | 400 | 132 | 8.1976 | 0.1373 | 0 | 0 | 0 | [7 empty] | FALSE | 1 | 1 | TRUE
133 | CITR41-CITR11 (Transformer) |  | 203 | 534 | 269 | 400 | 132 | 8.3873 | 0.1229 | 0 | 0 | 0 | [7 empty] | FALSE | 1 | 1 | TRUE
134 | CITR41-CITR12 (Transformer) |  | 203 | 679 | 266 | 400 | 132 | 8.0088 | 0.0997 | 0 | 0 | 0 | [7 empty] | FALSE | 1 | 1 | TRUE
135 | CONQ41-CONQ11 (Transformer) |  | 117 | 668 | 261 | 400 | 132 | 7.8701 | 0.1044 | 0 | 0 | 0 | [7 empty] | FALSE | 1 | 1 | TRUE
136 | CONQ41-CONQ11 (Transformer) |  | 117 | 668 | 259 | 400 | 132 | 7.8606 | 0.1036 | 0 | 0 | 0 | [7 empty] | FALSE | 1 | 1 | TRUE
137 | CONQ41-CONQ12 (Transformer) |  | 117 | 580 | 240 | 400 | 132 | 7.8806 | 0.1045 | 0 | 0 | 0 | [7 empty] | FALSE | 1 | 1 | TRUE
138 | CONQ41-CONQ13 (Transformer) |  | 117 | 780 | 240 | 400 | 132 | 7.9352 | 0.1057 | 0 | 0 | 0 | [7 empty] | FALSE | 1 | 1 | TRUE
139 | COVE21-COVE11 (Transformer) |  | 454 | 579 | 273 | 275 | 132 | 8.097 | 0.1623 | 0 | 0 | 0 | [7 empty] | FALSE | 1 | 1 | TRUE
140 | COVE21-COVE11 (Transformer) |  | 454 | 579 | 272 | 275 | 132 | 8.097 | 0.1623 | 0 | 0 | 0 | [7 empty] | FALSE | 1 | 1 | TRUE
141 | COVE21-COVE12 (Transformer) |  | 454 | 557 | 266 | 275 | 132 | 8.097 | 0.1623 | 0 | 0 | 0 | [7 empty] | FALSE | 1 | 1 | TRUE
142 | COWL41-COWL11 (Transformer) |  | 37 | 775 | 278 | 400 | 132 | 7.9515 | 0.1307 | 0 | 0 | 0 | [7 empty] | FALSE | 1 | 1 | TRUE
143 | COWL41-COWL11 (Transformer) |  | 37 | 775 | 269 | 400 | 132 | 8.1296 | 0.1847 | 0 | 0 | 0 | [7 empty] | FALSE | 1 | 1 | TRUE
144 | COWL41-COWL11 (Transformer) |  | 37 | 775 | 269 | 400 | 132 | 8.1296 | 0.1847 | 0 | 0 | 0 | [7 empty] | FALSE | 1 | 1 | TRUE
145 | COWL41-COWL12 (Transformer) |  | 37 | 675 | 269 | 400 | 132 | 8.1296 | 0.1847 | 0 | 0 | 0 | [7 empty] | FALSE | 1 | 1 | TRUE
146 | COWL41-COWL12 (Transformer) |  | 37 | 675 | 269 | 400 | 132 | 8.1296 | 0.1847 | 0 | 0 | 0 | [7 empty] | FALSE | 1 | 1 | TRUE
147 | CREB41-CREB11 (Transformer) |  | 33 | 752 | 253 | 400 | 132 | 8.0984 | 0.1621 | 0 | 0 | 0 | [7 empty] | FALSE | 1 | 1 | TRUE
148 | CREB41-CREB11 (Transformer) |  | 33 | 752 | 240 | 400 | 132 | 8.0984 | 0.1621 | 0 | 0 | 0 | [7 empty] | FALSE | 1 | 1 | TRUE
149 | CREB41-CREB12 (Transformer) |  | 33 | 747 | 253 | 400 | 132 | 8.0984 | 0.1621 | 0 | 0 | 0 | [7 empty] | FALSE | 1 | 1 | TRUE
150 | CREB41-CREB12 (Transformer) |  | 33 | 747 | 253 | 400 | 132 | 8.0984 | 0.1621 | 0 | 0 | 0 | [7 empty] | FALSE | 1 | 1 | TRUE
151 | CREB41-CREB21 (Transformer) |  | 33 | 513 | 750 | 400 | 275 | 5 | 0.0176 | 0 | 0 | 0 | [7 empty] | FALSE | 1 | 1 | TRUE
152 | CREB41-CREB21 (Transformer) |  | 33 | 513 | 750 | 400 | 275 | 5 | 0.0176 | 0 | 0 | 0 | [7 empty] | FALSE | 1 | 1 | TRUE
153 | CREB41-CREB22 (Transformer) |  | 33 | 482 | 750 | 400 | 275 | 5 | 0.0176 | 0 | 0 | 0 | [7 empty] | FALSE | 1 | 1 | TRUE
154 | CREB41-CREB22 (Transformer) |  | 33 | 482 | 750 | 400 | 275 | 5 | 0.0176 | 0 | 0 | 0 | [7 empty] | FALSE | 1 | 1 | TRUE
155 | DIDC41-MILP31 (Transformer) |  | 41 | 836 | 150 | 400 | 33 | 15.2319 | 0.20873 | 0 | 0 | 0 | [7 empty] | FALSE | 1 | 1 | TRUE
156 | DIDC41-MILP31 (Transformer) |  | 41 | 836 | 150 | 400 | 33 | 15.2986 | 0.20993 | 0 | 0 | 0 | [7 empty] | FALSE | 1 | 1 | TRUE
157 | DRAK41-DRAK11 (Transformer) |  | 82 | 583 | 278 | 400 | 132 | 7.8698 | 0.1303 | 0 | 0 | 0 | [7 empty] | FALSE | 1 | 1 | TRUE
158 | DRAK41-DRAK11 (Transformer) |  | 82 | 583 | 240 | 400 | 132 | 7.881 | 0.1044 | 0 | 0 | 0 | [7 empty] | FALSE | 1 | 1 | TRUE
159 | DRAK41-DRAK21 (Transformer) |  | 82 | 468 | 849 | 400 | 275 | 5 | 0.0178 | 0 | 0 | 0 | [7 empty] | FALSE | 1 | 1 | TRUE
160 | DRAX41-DRAX11 (Transformer) |  | 167 | 587 | 277 | 400 | 132 | 8.4025 | 0.1658 | 0 | 0 | 0 | [7 empty] | FALSE | 1 | 1 | TRUE
161 | DRAX41-DRAX11 (Transformer) |  | 167 | 587 | 274 | 400 | 132 | 8.4025 | 0.1658 | 0 | 0 | 0 | [7 empty] | FALSE | 1 | 1 | TRUE
162 | DRAX42-CAML61 (Transformer) |  | 252 | 805 | 180 | 400 | 66 | 14.1082 | 0.2216 | 0 | 0 | 0 | [7 empty] | FALSE | 1 | 1 | TRUE
163 | DRAX42-CAML61 (Transformer) |  | 252 | 805 | 180 | 400 | 66 | 14.1082 | 0.2216 | 0 | 0 | 0 | [7 empty] | FALSE | 1 | 1 | TRUE
164 | DUNG41-DUNG21 (Transformer) |  | 1 | 400 | 750 | 400 | 275 | 5 | 0.017 | 0 | 0 | 0 | [7 empty] | FALSE | 1 | 1 | TRUE
165 | DUNG41-DUNG21 (Transformer) |  | 1 | 400 | 750 | 400 | 275 | 5 | 0.017 | 0 | 0 | 0 | [7 empty] | FALSE | 1 | 1 | TRUE
166 | EALI21-EALI61 (Transformer) |  | 388 | 792 | 134 | 275 | 66 | 11.0235 | 0.3062 | 0 | 0 | 0 | [7 empty] | FALSE | 1 | 1 | TRUE
167 | EALI21-EALI61 (Transformer) |  | 388 | 792 | 134 | 275 | 66 | 11.0235 | 0.3062 | 0 | 0 | 0 | [7 empty] | FALSE | 1 | 1 | TRUE
168 | EALI21-EALI61 (Transformer) |  | 388 | 792 | 126 | 275 | 66 | 11.0235 | 0.3062 | 0 | 0 | 0 | [7 empty] | FALSE | 1 | 1 | TRUE
169 | EALI21-EALI61 (Transformer) |  | 388 | 792 | 126 | 275 | 66 | 11.0235 | 0.3062 | 0 | 0 | 0 | [7 empty] | FALSE | 1 | 1 | TRUE
170 | EASO41-EASO12 (Transformer) |  | 125 | 643 | 263 | 400 | 132 | 7.9231 | 0.103 | 0 | 0 | 0 | [7 empty] | FALSE | 1 | 1 | TRUE
171 | EASO41-LITB11 (Transformer) |  | 125 | 548 | 240 | 400 | 132 | 7.841 | 0.1018 | 0 | 0 | 0 | [7 empty] | FALSE | 1 | 1 | TRUE
172 | EASO4A-EASO11 (Transformer) |  | 270 | 550 | 263 | 400 | 132 | 7.9231 | 0.103 | 0 | 0 | 0 | [7 empty] | FALSE | 1 | 1 | TRUE
173 | ECLA41-ECLA11 (Transformer) |  | 238 | 739 | 264 | 400 | 132 | 8.6648 | 0.1175 | 0 | 0 | 0 | [7 empty] | FALSE | 1 | 1 | TRUE
174 | ECLA41-ECLA11 (Transformer) |  | 238 | 739 | 263 | 400 | 132 | 8.6648 | 0.1175 | 0 | 0 | 0 | [7 empty] | FALSE | 1 | 1 | TRUE
175 | ECLA41-ECLA12 (Transformer) |  | 238 | 576 | 278 | 400 | 132 | 8.1036 | 0.1139 | 0 | 0 | 0 | [7 empty] | FALSE | 1 | 1 | TRUE
176 | ECLA41-ECLA12 (Transformer) |  | 238 | 576 | 264 | 400 | 132 | 8.0088 | 0.0997 | 0 | 0 | 0 | [7 empty] | FALSE | 1 | 1 | TRUE
177 | ELLA21-ELLA11 (Transformer) |  | 357 | 670 | 272 | 275 | 132 | 8.0467 | 0.1221 | 0 | 0 | 0 | [7 empty] | FALSE | 1 | 1 | TRUE
178 | ELLA21-ELLA11 (Transformer) |  | 357 | 670 | 198 | 275 | 132 | 8.3396 | 0.1681 | 0 | 0 | 0 | [7 empty] | FALSE | 1 | 1 | TRUE
179 | ELLA21-ELLA12 (Transformer) |  | 357 | 765 | 279 | 275 | 132 | 8.0467 | 0.1221 | 0 | 0 | 0 | [7 empty] | FALSE | 1 | 1 | TRUE
180 | ELLA21-ELLA12 (Transformer) |  | 357 | 765 | 211 | 275 | 132 | 8.4551 | 0.1722 | 0 | 0 | 0 | [7 empty] | FALSE | 1 | 1 | TRUE
181 | ELST21-ELST12 (Transformer) |  | 457 | 658 | 240 | 275 | 132 | 8.0467 | 0.1221 | 0 | 0 | 0 | [7 empty] | FALSE | 1 | 1 | TRUE
182 | ELST21-ELST13 (Transformer) |  | 457 | 636 | 189 | 275 | 132 | 8.1167 | 0.1985 | 0 | 0 | 0 | [7 empty] | FALSE | 1 | 1 | TRUE
183 | ELST21-ELST13 (Transformer) |  | 457 | 636 | 180 | 275 | 132 | 8.0796 | 0.1954 | 0 | 0 | 0 | [7 empty] | FALSE | 1 | 1 | TRUE
184 | ELST22-ELST11 (Transformer) |  | 354 | 571 | 212 | 275 | 132 | 8.1045 | 0.1031 | 0 | 0 | 0 | [7 empty] | FALSE | 1 | 1 | TRUE
185 | ELST22-ELST11 (Transformer) |  | 354 | 571 | 187 | 275 | 132 | 8.081 | 0.1923 | 0 | 0 | 0 | [7 empty] | FALSE | 1 | 1 | TRUE
186 | ELST41-ELST12 (Transformer) |  | 264 | 658 | 240 | 400 | 132 | 7.8456 | 0.1039 | 0 | 0 | 0 | [7 empty] | FALSE | 1 | 1 | TRUE
187 | ELST41-ELST22 (Transformer) |  | 264 | 354 | 1100 | 400 | 275 | 5 | 0.0181 | 0 | 0 | 0 | [7 empty] | FALSE | 1 | 1 | TRUE
188 | ELST4B-ELST21 (Transformer) |  | 179 | 457 | 1137 | 400 | 275 | 5 | 0.0176 | 0 | 0 | 0 | [7 empty] | FALSE | 1 | 1 | TRUE
189 | ENDE41-ENDE11 (Transformer) |  | 302 | 582 | 278 | 400 | 132 | 7.8698 | 0.1303 | 0 | 0 | 0 | [7 empty] | FALSE | 1 | 1 | TRUE
190 | ENDE41-ENDE11 (Transformer) |  | 302 | 582 | 278 | 400 | 132 | 8.3874 | 0.1118 | 0 | 0 | 0 | [7 empty] | FALSE | 1 | 1 | TRUE
191 | ENDE41-ENDE11 (Transformer) |  | 302 | 582 | 274 | 400 | 132 | 8.4025 | 0.1658 | 0 | 0 | 0 | [7 empty] | FALSE | 1 | 1 | TRUE
192 | ENDE41-ENDE11 (Transformer) |  | 302 | 582 | 273 | 400 | 132 | 8.4025 | 0.1658 | 0 | 0 | 0 | [7 empty] | FALSE | 1 | 1 | TRUE
193 | EXET41-EXET11 (Transformer) |  | 262 | 624 | 278 | 400 | 132 | 7.9515 | 0.1307 | 0 | 0 | 0 | [7 empty] | FALSE | 1 | 1 | TRUE
194 | EXET41-EXET11 (Transformer) |  | 262 | 624 | 278 | 400 | 132 | 8.2849 | 0.1509 | 0 | 0 | 0 | [7 empty] | FALSE | 1 | 1 | TRUE
195 | EXET41-EXET11 (Transformer) |  | 262 | 624 | 269 | 400 | 132 | 8.2849 | 0.1509 | 0 | 0 | 0 | [7 empty] | FALSE | 1 | 1 | TRUE
196 | FAWL41-FAWL11 (Transformer) |  | 48 | 563 | 268 | 400 | 132 | 7.9231 | 0.1509 | 0 | 0 | 0 | [7 empty] | FALSE | 1 | 1 | TRUE
197 | FAWL41-FAWL11 (Transformer) |  | 48 | 563 | 268 | 400 | 132 | 7.9231 | 0.1509 | 0 | 0 | 0 | [7 empty] | FALSE | 1 | 1 | TRUE
198 | FAWL41-FAWL11 (Transformer) |  | 48 | 563 | 268 | 400 | 132 | 7.9231 | 0.1509 | 0 | 0 | 0 | [7 empty] | FALSE | 1 | 1 | TRUE
199 | FECK21-FECK61 (Transformer) |  | 517 | 798 | 139 | 275 | 66 | 15.7855 | 0.3142 | 0 | 0 | 0 | [7 empty] | FALSE | 1 | 1 | TRUE
200 | FECK41-FECK21 (Transformer) |  | 30 | 517 | 1100 | 400 | 275 | 5 | 0.0151 | 0 | 0 | 0 | [7 empty] | FALSE | 1 | 1 | TRUE
201 | FECK41-FECK61 (Transformer) |  | 30 | 798 | 199 | 400 | 66 | 14.0317 | 0.1832 | 0 | 0 | 0 | [7 empty] | FALSE | 1 | 1 | TRUE
202 | FECK41-FECK61 (Transformer) |  | 30 | 798 | 194 | 400 | 66 | 13.8218 | 0.1867 | 0 | 0 | 0 | [7 empty] | FALSE | 1 | 1 | TRUE
203 | FECK41-FECK61 (Transformer) |  | 30 | 798 | 194 | 400 | 66 | 13.8218 | 0.1867 | 0 | 0 | 0 | [7 empty] | FALSE | 1 | 1 | TRUE
204 | FERR21-FERR11 (Transformer) |  | 353 | 773 | 278 | 275 | 132 | 8.673 | 0.1147 | 0 | 0 | 0 | [7 empty] | FALSE | 1 | 1 | TRUE
205 | FERR21-FERR61 (Transformer) |  | 353 | 807 | 204 | 275 | 66 | 10.8633 | 0.237 | 0 | 0 | 0 | [7 empty] | FALSE | 1 | 1 | TRUE
206 | FERR23-FERR11 (Transformer) |  | 481 | 773 | 278 | 275 | 132 | 8.673 | 0.1147 | 0 | 0 | 0 | [7 empty] | FALSE | 1 | 1 | TRUE
207 | FERR23-FERR61 (Transformer) |  | 481 | 807 | 180 | 275 | 66 | 10.8633 | 0.237 | 0 | 0 | 0 | [7 empty] | FALSE | 1 | 1 | TRUE
208 | FERR2A-FERR11 (Transformer) |  | 431 | 773 | 278 | 275 | 132 | 8.7537 | 0.0918 | 0 | 0 | 0 | [7 empty] | FALSE | 1 | 1 | TRUE
209 | FERR4A-FERR22 (Transformer) |  | 257 | 401 | 1100 | 400 | 275 | 5 | 0.0133 | 0 | 0 | 0 | [7 empty] | FALSE | 1 | 1 | TRUE
210 | FERR4A-FERR23 (Transformer) |  | 257 | 481 | 1113 | 400 | 275 | 5 | 0.0186 | 0 | 0 | 0 | [7 empty] | FALSE | 1 | 1 | TRUE
211 | FIDF21-FIDF11 (Transformer) |  | 518 | 615 | 271 | 275 | 132 | 8.4361 | 0.1392 | 0 | 0 | 0 | [7 empty] | FALSE | 1 | 1 | TRUE
212 | FIDF21-FIDF12 (Transformer) |  | 518 | 600 | 261 | 275 | 132 | 8.6081 | 0.1594 | 0 | 0 | 0 | [7 empty] | FALSE | 1 | 1 | TRUE
213 | FLEE41-FLEE11 (Transformer) |  | 269 | 573 | 279 | 400 | 132 | 8.3736 | 0.1557 | 0 | 0 | 0 | [7 empty] | FALSE | 1 | 1 | TRUE
214 | FLEE41-FLEE11 (Transformer) |  | 269 | 573 | 240 | 400 | 132 | 8.5406 | 0.1368 | 0 | 0 | 0 | [7 empty] | FALSE | 1 | 1 | TRUE
215 | FLEE41-FLEE11 (Transformer) |  | 269 | 573 | 240 | 400 | 132 | 8.0197 | 0.1372 | 0 | 0 | 0 | [7 empty] | FALSE | 1 | 1 | TRUE
216 | FLEE41-FLEE11 (Transformer) |  | 269 | 573 | 240 | 400 | 132 | 8.3736 | 0.1557 | 0 | 0 | 0 | [7 empty] | FALSE | 1 | 1 | TRUE
217 | FLEE41-FLEE12 (Transformer) |  | 269 | 745 | 300 | 400 | 132 | 8.3736 | 0.1557 | 0 | 0 | 0 | [7 empty] | FALSE | 1 | 1 | TRUE
218 | FLEE41-FLEE12 (Transformer) |  | 269 | 745 | 279 | 400 | 132 | 8.3736 | 0.1557 | 0 | 0 | 0 | [7 empty] | FALSE | 1 | 1 | TRUE
219 | FLEE41-FLEE12 (Transformer) |  | 269 | 745 | 279 | 400 | 132 | 8.3736 | 0.1557 | 0 | 0 | 0 | [7 empty] | FALSE | 1 | 1 | TRUE
220 | FOUR21-FOUR31 (Transformer) |  | 501 | 829 | 100 | 275 | 33 | 19.9977 | 0.306 | 0 | 0 | 0 | [7 empty] | FALSE | 1 | 1 | TRUE
221 | FROD21-FROD11 (Transformer) |  | 373 | 619 | 211 | 275 | 132 | 8.5256 | 0.1927 | 0 | 0 | 0 | [7 empty] | FALSE | 1 | 1 | TRUE
222 | FROD22-FROD11 (Transformer) |  | 377 | 619 | 269 | 275 | 132 | 8.4361 | 0.1392 | 0 | 0 | 0 | [7 empty] | FALSE | 1 | 1 | TRUE
223 | FROD41-FROD11 (Transformer) |  | 281 | 619 | 499 | 400 | 132 | 5 | 0.054 | 0 | 0 | 0 | [7 empty] | FALSE | 1 | 1 | TRUE
224 | FROD41-FROD21 (Transformer) |  | 281 | 373 | 1000 | 400 | 275 | 5 | 0.0176 | 0 | 0 | 0 | [7 empty] | FALSE | 1 | 1 | TRUE
225 | FROD41-FROD22 (Transformer) |  | 281 | 377 | 1063 | 400 | 275 | 5 | 0.0132 | 0 | 0 | 0 | [7 empty] | FALSE | 1 | 1 | TRUE
226 | FROD41-WEAV71 (Transformer) |  | 281 | 847 | 80 | 400 | 25 | 5 | 0.0032 | 0 | 0 | 0 | [7 empty] | FALSE | 1 | 1 | TRUE
227 | FROD41-WEAV71 (Transformer) |  | 281 | 847 | 80 | 400 | 25 | 5 | 0.0032 | 0 | 0 | 0 | [7 empty] | FALSE | 1 | 1 | TRUE
228 | GRAI41-GRAI11 (Transformer) |  | 201 | 671 | 263 | 400 | 132 | 7.9515 | 0.1307 | 0 | 0 | 0 | [7 empty] | FALSE | 1 | 1 | TRUE
229 | GRAI41-GRAI11 (Transformer) |  | 201 | 671 | 263 | 400 | 132 | 7.9515 | 0.1307 | 0 | 0 | 0 | [7 empty] | FALSE | 1 | 1 | TRUE
230 | GREN41-GREN11 (Transformer) |  | 89 | 532 | 279 | 400 | 132 | 8.3736 | 0.1557 | 0 | 0 | 0 | [7 empty] | FALSE | 1 | 1 | TRUE
231 | GREN41-GREN11 (Transformer) |  | 89 | 532 | 278 | 400 | 132 | 7.9156 | 0.1312 | 0 | 0 | 0 | [7 empty] | FALSE | 1 | 1 | TRUE
232 | GREN41-GREN11 (Transformer) |  | 89 | 532 | 278 | 400 | 132 | 8.3736 | 0.1557 | 0 | 0 | 0 | [7 empty] | FALSE | 1 | 1 | TRUE
233 | GREN41-GREN12 (Transformer) |  | 89 | 706 | 279 | 400 | 132 | 8.3736 | 0.1557 | 0 | 0 | 0 | [7 empty] | FALSE | 1 | 1 | TRUE
234 | GREN41-GREN12 (Transformer) |  | 89 | 706 | 240 | 400 | 132 | 7.8472 | 0.1035 | 0 | 0 | 0 | [7 empty] | FALSE | 1 | 1 | TRUE
235 | GRIW41-GRIW11 (Transformer) |  | 5 | 719 | 273 | 400 | 132 | 8.4025 | 0.1658 | 0 | 0 | 0 | [7 empty] | FALSE | 1 | 1 | TRUE
236 | GRIW41-GRIW12 (Transformer) |  | 5 | 531 | 268 | 400 | 132 | 8.4025 | 0.1658 | 0 | 0 | 0 | [7 empty] | FALSE | 1 | 1 | TRUE
237 | HACK2A-HACK61 (Transformer) |  | 351 | 791 | 191 | 275 | 66 | 13.3304 | 0.2793 | 0 | 0 | 0 | [7 empty] | FALSE | 1 | 1 | TRUE
238 | HACK2B-HACK61 (Transformer) |  | 339 | 791 | 191 | 275 | 66 | 13.3304 | 0.2793 | 0 | 0 | 0 | [7 empty] | FALSE | 1 | 1 | TRUE
239 | HACK41-HACK11 (Transformer) |  | 135 | 718 | 278 | 400 | 132 | 7.8698 | 0.1303 | 0 | 0 | 0 | [7 empty] | FALSE | 1 | 1 | TRUE
240 | HACK41-HACK11 (Transformer) |  | 135 | 718 | 278 | 400 | 132 | 7.8698 | 0.1303 | 0 | 0 | 0 | [7 empty] | FALSE | 1 | 1 | TRUE
241 | HACK41-HACK11 (Transformer) |  | 135 | 718 | 278 | 400 | 132 | 7.8698 | 0.1303 | 0 | 0 | 0 | [7 empty] | FALSE | 1 | 1 | TRUE
242 | HACK41-HACK2A (Transformer) |  | 135 | 351 | 1210 | 400 | 275 | 5 | 0.0182 | 0 | 0 | 0 | [7 empty] | FALSE | 1 | 1 | TRUE
243 | HACK41-HACK2B (Transformer) |  | 135 | 339 | 1210 | 400 | 275 | 5 | 0.0182 | 0 | 0 | 0 | [7 empty] | FALSE | 1 | 1 | TRUE
244 | HAMH41-HAMH2A (Transformer) |  | 44 | 462 | 1147 | 400 | 275 | 5 | 0.0175 | 0 | 0 | 0 | [7 empty] | FALSE | 1 | 1 | TRUE
245 | HAMH41-LEMR11 (Transformer) |  | 44 | 730 | 278 | 400 | 132 | 8.5335 | 0.1094 | 0 | 0 | 0 | [7 empty] | FALSE | 1 | 1 | TRUE
246 | HAMH41-LEMR11 (Transformer) |  | 44 | 730 | 263 | 400 | 132 | 8.3874 | 0.1118 | 0 | 0 | 0 | [7 empty] | FALSE | 1 | 1 | TRUE
247 | HAMH41-LEMR11 (Transformer) |  | 44 | 730 | 263 | 400 | 132 | 8.3874 | 0.1118 | 0 | 0 | 0 | [7 empty] | FALSE | 1 | 1 | TRUE
248 | HAMH41-LEMR11 (Transformer) |  | 44 | 730 | 263 | 400 | 132 | 8.5335 | 0.1094 | 0 | 0 | 0 | [7 empty] | FALSE | 1 | 1 | TRUE
249 | HARM21-HARM61 (Transformer) |  | 397 | 799 | 127 | 275 | 66 | 16.7215 | 0.3726 | 0 | 0 | 0 | [7 empty] | FALSE | 1 | 1 | TRUE
250 | HARM21-HARM61 (Transformer) |  | 397 | 799 | 127 | 275 | 66 | 16.7215 | 0.3726 | 0 | 0 | 0 | [7 empty] | FALSE | 1 | 1 | TRUE
251 | HAWP21-HAWP61 (Transformer) |  | 519 | 803 | 192 | 275 | 66 | 13.3304 | 0.2793 | 0 | 0 | 0 | [7 empty] | FALSE | 1 | 1 | TRUE
252 | HAWP21-HAWP61 (Transformer) |  | 519 | 803 | 191 | 275 | 66 | 13.3304 | 0.2793 | 0 | 0 | 0 | [7 empty] | FALSE | 1 | 1 | TRUE
253 | HAWP4A-HAWP21 (Transformer) |  | 24 | 519 | 1063 | 400 | 275 | 5 | 0.0132 | 0 | 0 | 0 | [7 empty] | FALSE | 1 | 1 | TRUE
254 | HEYS41-HEYS11 (Transformer) |  | 253 | 688 | 277 | 400 | 132 | 8.1963 | 0.122 | 0 | 0 | 0 | [7 empty] | FALSE | 1 | 1 | TRUE
255 | HEYS41-HEYS11 (Transformer) |  | 253 | 688 | 275 | 400 | 132 | 8.4025 | 0.1658 | 0 | 0 | 0 | [7 empty] | FALSE | 1 | 1 | TRUE
256 | HEYS41-HEYS11 (Transformer) |  | 253 | 688 | 240 | 400 | 132 | 8.0197 | 0.1372 | 0 | 0 | 0 | [7 empty] | FALSE | 1 | 1 | TRUE
257 | HIBU41-ISLI11 (Transformer) |  | 22 | 725 | 240 | 400 | 132 | 8.4534 | 0.1264 | 0 | 0 | 0 | [7 empty] | FALSE | 1 | 1 | TRUE
258 | HIBU41-ISLI11 (Transformer) |  | 22 | 725 | 240 | 400 | 132 | 8.4534 | 0.1264 | 0 | 0 | 0 | [7 empty] | FALSE | 1 | 1 | TRUE
259 | HIBU41-ISLI11 (Transformer) |  | 22 | 725 | 240 | 400 | 132 | 8.4534 | 0.1264 | 0 | 0 | 0 | [7 empty] | FALSE | 1 | 1 | TRUE
260 | HIGM41-HIGM21 (Transformer) |  | 26 | 358 | 1044 | 400 | 275 | 5 | 0.0186 | 0 | 0 | 0 | [7 empty] | FALSE | 1 | 1 | TRUE
261 | HIGM41-HIGM4A (Transformer) |  | 26 | 145 | 2750 | 400 | 400 | 5 | 0.0002 | 0 | 0 | 0 | [7 empty] | FALSE | 1 | 1 | TRUE
262 | HINP41-HINP21 (Transformer) |  | 124 | 366 | 539 | 400 | 275 | 5 | 0.0363 | 0 | 0 | 0 | [7 empty] | FALSE | 1 | 1 | TRUE
263 | HINP41-HINP22 (Transformer) |  | 124 | 376 | 507 | 400 | 275 | 5 | 0.0376 | 0 | 0 | 0 | [7 empty] | FALSE | 1 | 1 | TRUE
264 | HUMR41-HUMR31 (Transformer) |  | 212 | 830 | 90 | 400 | 33 | 22.467 | 0.6667 | 0 | 0 | 0 | [7 empty] | FALSE | 1 | 1 | TRUE
265 | HUMR41-HUMR31 (Transformer) |  | 212 | 830 | 90 | 400 | 33 | 22.256 | 0.6667 | 0 | 0 | 0 | [7 empty] | FALSE | 1 | 1 | TRUE
266 | HURS21-HURS1B (Transformer) |  | 361 | 707 | 279 | 275 | 132 | 8.0467 | 0.1221 | 0 | 0 | 0 | [7 empty] | FALSE | 1 | 1 | TRUE
267 | HURS21-HURS1C (Transformer) |  | 361 | 787 | 279 | 275 | 132 | 8.1742 | 0.1382 | 0 | 0 | 0 | [7 empty] | FALSE | 1 | 1 | TRUE
268 | HURS21-HURS1D (Transformer) |  | 361 | 736 | 279 | 275 | 132 | 8.4361 | 0.1392 | 0 | 0 | 0 | [7 empty] | FALSE | 1 | 1 | TRUE
269 | HUTT41-HUTT11 (Transformer) |  | 287 | 546 | 265 | 400 | 132 | 8.0984 | 0.1621 | 0 | 0 | 0 | [7 empty] | FALSE | 1 | 1 | TRUE
270 | HUTT41-HUTT11 (Transformer) |  | 287 | 546 | 264 | 400 | 132 | 8.0984 | 0.1621 | 0 | 0 | 0 | [7 empty] | FALSE | 1 | 1 | TRUE
271 | HUTT41-HUTT71 (Transformer) |  | 287 | 846 | 80 | 400 | 25 | 5 | 0.0032 | 0 | 0 | 0 | [7 empty] | FALSE | 1 | 1 | TRUE
272 | HUTT41-HUTT71 (Transformer) |  | 287 | 846 | 80 | 400 | 25 | 5 | 0.0032 | 0 | 0 | 0 | [7 empty] | FALSE | 1 | 1 | TRUE
273 | IMPP41-IMPP31 (Transformer) |  | 236 | 822 | 143 | 400 | 33 | 15.019 | 0.2262 | 0 | 0 | 0 | [7 empty] | FALSE | 1 | 1 | TRUE
274 | IMPP41-IMPP31 (Transformer) |  | 236 | 822 | 143 | 400 | 33 | 15.019 | 0.2262 | 0 | 0 | 0 | [7 empty] | FALSE | 1 | 1 | TRUE
275 | INDQ41-INDQ11 (Transformer) |  | 143 | 618 | 278 | 400 | 132 | 8.4532 | 0.1302 | 0 | 0 | 0 | [7 empty] | FALSE | 1 | 1 | TRUE
276 | INDQ41-INDQ11 (Transformer) |  | 143 | 618 | 278 | 400 | 132 | 7.8698 | 0.1303 | 0 | 0 | 0 | [7 empty] | FALSE | 1 | 1 | TRUE
277 | INDQ41-INDQ11 (Transformer) |  | 143 | 618 | 256 | 400 | 132 | 8.0061 | 0.1278 | 0 | 0 | 0 | [7 empty] | FALSE | 1 | 1 | TRUE
278 | INDQ41-INDQ11 (Transformer) |  | 143 | 618 | 254 | 400 | 132 | 8.4008 | 0.1471 | 0 | 0 | 0 | [7 empty] | FALSE | 1 | 1 | TRUE
279 | IROA21-IROA11 (Transformer) |  | 527 | 766 | 279 | 275 | 132 | 8.0467 | 0.1221 | 0 | 0 | 0 | [7 empty] | FALSE | 1 | 1 | TRUE
280 | IROA21-IROA11 (Transformer) |  | 527 | 766 | 279 | 275 | 132 | 8.0648 | 0.1366 | 0 | 0 | 0 | [7 empty] | FALSE | 1 | 1 | TRUE
281 | IROA21-IROA12 (Transformer) |  | 527 | 589 | 217 | 275 | 132 | 8.0652 | 0.1053 | 0 | 0 | 0 | [7 empty] | FALSE | 1 | 1 | TRUE
282 | IROA21-IROA12 (Transformer) |  | 527 | 589 | 210 | 275 | 132 | 7.8148 | 0.1685 | 0 | 0 | 0 | [7 empty] | FALSE | 1 | 1 | TRUE
283 | IROA21-IROA13 (Transformer) |  | 527 | 552 | 250 | 275 | 132 | 8.6449 | 0.1266 | 0 | 0 | 0 | [7 empty] | FALSE | 1 | 1 | TRUE
284 | IROA21-IROA13 (Transformer) |  | 527 | 552 | 210 | 275 | 132 | 7.8148 | 0.1685 | 0 | 0 | 0 | [7 empty] | FALSE | 1 | 1 | TRUE
285 | IRON41-IRON11 (Transformer) |  | 121 | 586 | 278 | 400 | 132 | 8.3736 | 0.1557 | 0 | 0 | 0 | [7 empty] | FALSE | 1 | 1 | TRUE
286 | IRON41-IRON12 (Transformer) |  | 121 | 543 | 277 | 400 | 132 | 8.3736 | 0.1557 | 0 | 0 | 0 | [7 empty] | FALSE | 1 | 1 | TRUE
287 | IRON41-IRON13 (Transformer) |  | 121 | 683 | 278 | 400 | 132 | 8.0197 | 0.1372 | 0 | 0 | 0 | [7 empty] | FALSE | 1 | 1 | TRUE
288 | IVER21-IVER11 (Transformer) |  | 385 | 761 | 279 | 275 | 132 | 8.0648 | 0.1366 | 0 | 0 | 0 | [7 empty] | FALSE | 1 | 1 | TRUE
289 | IVER21-IVER11 (Transformer) |  | 385 | 761 | 279 | 275 | 132 | 8.0467 | 0.1221 | 0 | 0 | 0 | [7 empty] | FALSE | 1 | 1 | TRUE
290 | IVER21-IVER11 (Transformer) |  | 385 | 761 | 265 | 275 | 132 | 8.0648 | 0.1366 | 0 | 0 | 0 | [7 empty] | FALSE | 1 | 1 | TRUE
291 | IVER21-IVER61 (Transformer) |  | 385 | 796 | 153 | 275 | 66 | 11.1999 | 0.2856 | 0 | 0 | 0 | [7 empty] | FALSE | 1 | 1 | TRUE
292 | IVER21-IVER61 (Transformer) |  | 385 | 796 | 125 | 275 | 66 | 16.4953 | 0.3931 | 0 | 0 | 0 | [7 empty] | FALSE | 1 | 1 | TRUE
293 | IVER21-IVER61 (Transformer) |  | 385 | 796 | 125 | 275 | 66 | 16.4953 | 0.3931 | 0 | 0 | 0 | [7 empty] | FALSE | 1 | 1 | TRUE
294 | IVER22-IVER11 (Transformer) |  | 367 | 761 | 279 | 275 | 132 | 8.0648 | 0.1366 | 0 | 0 | 0 | [7 empty] | FALSE | 1 | 1 | TRUE
295 | IVER22-IVER61 (Transformer) |  | 367 | 796 | 153 | 275 | 66 | 11.1999 | 0.2856 | 0 | 0 | 0 | [7 empty] | FALSE | 1 | 1 | TRUE
296 | IVER4A-IVER21 (Transformer) |  | 60 | 385 | 1135 | 400 | 275 | 5 | 0.0176 | 0 | 0 | 0 | [7 empty] | FALSE | 1 | 1 | TRUE
297 | IVER4B-IVER21 (Transformer) |  | 49 | 385 | 500 | 400 | 275 | 5 | 0.0326 | 0 | 0 | 0 | [7 empty] | FALSE | 1 | 1 | TRUE
298 | IVER4B-IVER2A (Transformer) |  | 49 | 412 | 841 | 400 | 275 | 5 | 0.0132 | 0 | 0 | 0 | [7 empty] | FALSE | 1 | 1 | TRUE
299 | JORD21-JORD31 (Transformer) |  | 469 | 835 | 110 | 275 | 33 | 20.7915 | 0.593 | 0 | 0 | 0 | [7 empty] | FALSE | 1 | 1 | TRUE
300 | JORD21-JORD31 (Transformer) |  | 469 | 835 | 110 | 275 | 33 | 20.7915 | 0.593 | 0 | 0 | 0 | [7 empty] | FALSE | 1 | 1 | TRUE
301 | KEAD41-KEAD11 (Transformer) |  | 154 | 649 | 256 | 400 | 132 | 8.0984 | 0.1621 | 0 | 0 | 0 | [7 empty] | FALSE | 1 | 1 | TRUE
302 | KEAD41-KEAD11 (Transformer) |  | 154 | 649 | 240 | 400 | 132 | 8.4532 | 0.1302 | 0 | 0 | 0 | [7 empty] | FALSE | 1 | 1 | TRUE
303 | KEAD42-KEAD11 (Transformer) |  | 227 | 649 | 278 | 400 | 132 | 8.3874 | 0.1118 | 0 | 0 | 0 | [7 empty] | FALSE | 1 | 1 | TRUE
304 | KEAD4C-KEAD41 (Transformer) |  | 183 | 154 | 2750 | 400 | 400 | 5 | 0.0002 | 0 | 0 | 0 | [7 empty] | FALSE | 1 | 1 | TRUE
305 | KEAD4D-KEAD41 (Transformer) |  | 219 | 154 | 2750 | 400 | 400 | 5 | 0.0002 | 0 | 0 | 0 | [7 empty] | FALSE | 1 | 1 | TRUE
306 | KEAR21-KEAR11 (Transformer) |  | 370 | 653 | 278 | 275 | 132 | 8.6449 | 0.1266 | 0 | 0 | 0 | [7 empty] | FALSE | 1 | 1 | TRUE
307 | KEAR21-KEAR11 (Transformer) |  | 370 | 653 | 278 | 275 | 132 | 8.6449 | 0.1266 | 0 | 0 | 0 | [7 empty] | FALSE | 1 | 1 | TRUE
308 | KEAR21-KEAR11 (Transformer) |  | 370 | 653 | 278 | 275 | 132 | 8.6449 | 0.1266 | 0 | 0 | 0 | [7 empty] | FALSE | 1 | 1 | TRUE
309 | KEAR21-KEAR11 (Transformer) |  | 370 | 653 | 257 | 275 | 132 | 8.1035 | 0.1041 | 0 | 0 | 0 | [7 empty] | FALSE | 1 | 1 | TRUE
310 | KEAR21-KEAR31 (Transformer) |  | 370 | 821 | 96 | 275 | 33 | 24.6692 | 0.4848 | 0 | 0 | 0 | [7 empty] | FALSE | 1 | 1 | TRUE
311 | KEAR21-KEAR31 (Transformer) |  | 370 | 821 | 96 | 275 | 33 | 24.6692 | 0.4848 | 0 | 0 | 0 | [7 empty] | FALSE | 1 | 1 | TRUE
312 | KEAR41-KEAR21 (Transformer) |  | 260 | 370 | 1098 | 400 | 275 | 5 | 0.0117 | 0 | 0 | 0 | [7 empty] | FALSE | 1 | 1 | TRUE
313 | KEAR41-KEAR21 (Transformer) |  | 260 | 370 | 1000 | 400 | 275 | 5 | 0.0175 | 0 | 0 | 0 | [7 empty] | FALSE | 1 | 1 | TRUE
314 | KEMS41-KEMS11 (Transformer) |  | 216 | 778 | 268 | 400 | 132 | 8.426 | 0.1658 | 0 | 0 | 0 | [7 empty] | FALSE | 1 | 1 | TRUE
315 | KEMS41-KEMS11 (Transformer) |  | 216 | 778 | 264 | 400 | 132 | 8.1036 | 0.1139 | 0 | 0 | 0 | [7 empty] | FALSE | 1 | 1 | TRUE
316 | KEMS41-KEMS4A (Transformer) |  | 216 | 320 | 2750 | 400 | 400 | 5 | 0.0071 | 0 | 0 | 0 | [7 empty] | FALSE | 1 | 1 | TRUE
317 | KEMS41-KEMS4B (Transformer) |  | 216 | 25 | 2750 | 400 | 400 | 5 | 0.0071 | 0 | 0 | 0 | [7 empty] | FALSE | 1 | 1 | TRUE
318 | KEMS41-SHEE11 (Transformer) |  | 216 | 696 | 236 | 400 | 132 | 8.0984 | 0.1621 | 0 | 0 | 0 | [7 empty] | FALSE | 1 | 1 | TRUE
319 | KIBY21-KIBY11 (Transformer) |  | 504 | 556 | 279 | 275 | 132 | 8.0467 | 0.1221 | 0 | 0 | 0 | [7 empty] | FALSE | 1 | 1 | TRUE
320 | KIBY21-KIBY11 (Transformer) |  | 504 | 556 | 279 | 275 | 132 | 8.0467 | 0.1221 | 0 | 0 | 0 | [7 empty] | FALSE | 1 | 1 | TRUE
321 | KIBY21-KIBY11 (Transformer) |  | 504 | 556 | 279 | 275 | 132 | 8.4361 | 0.1392 | 0 | 0 | 0 | [7 empty] | FALSE | 1 | 1 | TRUE
322 | KIBY21-KIBY11 (Transformer) |  | 504 | 556 | 261 | 275 | 132 | 8.6081 | 0.1594 | 0 | 0 | 0 | [7 empty] | FALSE | 1 | 1 | TRUE
323 | KIBY21-KIBY11 (Transformer) |  | 504 | 556 | 211 | 275 | 132 | 8.3396 | 0.1681 | 0 | 0 | 0 | [7 empty] | FALSE | 1 | 1 | TRUE
324 | KINO41-KINO11 (Transformer) |  | 242 | 743 | 278 | 400 | 132 | 7.8864 | 0.1301 | 0 | 0 | 0 | [7 empty] | FALSE | 1 | 1 | TRUE
325 | KINO41-KINO11 (Transformer) |  | 242 | 743 | 269 | 400 | 132 | 8.1226 | 0.1758 | 0 | 0 | 0 | [7 empty] | FALSE | 1 | 1 | TRUE
326 | KIRK21-KIRK11 (Transformer) |  | 399 | 677 | 279 | 275 | 132 | 8.0648 | 0.1366 | 0 | 0 | 0 | [7 empty] | FALSE | 1 | 1 | TRUE
327 | KIRK21-KIRK11 (Transformer) |  | 399 | 677 | 266 | 275 | 132 | 8.0988 | 0.1575 | 0 | 0 | 0 | [7 empty] | FALSE | 1 | 1 | TRUE
328 | KIRK21-KIRK11 (Transformer) |  | 399 | 677 | 264 | 275 | 132 | 8.673 | 0.1147 | 0 | 0 | 0 | [7 empty] | FALSE | 1 | 1 | TRUE
329 | KIRK21-KIRK2A (Transformer) |  | 399 | 522 | 760 | 275 | 275 | 5 | 0.002 | 0 | 0 | 0 | [7 empty] | FALSE | 1 | 1 | TRUE
330 | KITW21-KITW11 (Transformer) |  | 526 | 666 | 279 | 275 | 132 | 8.3316 | 0.1688 | 0 | 0 | 0 | [7 empty] | FALSE | 1 | 1 | TRUE
331 | KITW21-KITW11 (Transformer) |  | 526 | 666 | 279 | 275 | 132 | 8.3316 | 0.1688 | 0 | 0 | 0 | [7 empty] | FALSE | 1 | 1 | TRUE
332 | KITW21-KITW11 (Transformer) |  | 526 | 666 | 279 | 275 | 132 | 8.3316 | 0.1688 | 0 | 0 | 0 | [7 empty] | FALSE | 1 | 1 | TRUE
333 | KITW21-KITW11 (Transformer) |  | 526 | 666 | 279 | 275 | 132 | 8.3316 | 0.1688 | 0 | 0 | 0 | [7 empty] | FALSE | 1 | 1 | TRUE
334 | KNAR21-KNAR11 (Transformer) |  | 486 | 733 | 240 | 275 | 132 | 8.6238 | 0.1441 | 0 | 0 | 0 | [7 empty] | FALSE | 1 | 1 | TRUE
335 | KNAR21-KNAR11 (Transformer) |  | 486 | 733 | 240 | 275 | 132 | 8.6238 | 0.1441 | 0 | 0 | 0 | [7 empty] | FALSE | 1 | 1 | TRUE
336 | LACK21-GRTO61 (Transformer) |  | 445 | 797 | 133 | 275 | 66 | 16.5813 | 0.262 | 0 | 0 | 0 | [7 empty] | FALSE | 1 | 1 | TRUE
337 | LACK21-GRTO61 (Transformer) |  | 445 | 797 | 133 | 275 | 66 | 16.5813 | 0.262 | 0 | 0 | 0 | [7 empty] | FALSE | 1 | 1 | TRUE
338 | LACK21-LACK61 (Transformer) |  | 445 | 809 | 128 | 275 | 66 | 16.7215 | 0.3726 | 0 | 0 | 0 | [7 empty] | FALSE | 1 | 1 | TRUE
339 | LACK21-LACK61 (Transformer) |  | 445 | 809 | 126 | 275 | 66 | 16.5344 | 0.4736 | 0 | 0 | 0 | [7 empty] | FALSE | 1 | 1 | TRUE
340 | LACK21-LACK61 (Transformer) |  | 445 | 809 | 126 | 275 | 66 | 16.7215 | 0.3726 | 0 | 0 | 0 | [7 empty] | FALSE | 1 | 1 | TRUE
341 | LACK41-LACK21 (Transformer) |  | 256 | 445 | 1154 | 400 | 275 | 5 | 0.0174 | 0 | 0 | 0 | [7 empty] | FALSE | 1 | 1 | TRUE
342 | LACK41-LACK21 (Transformer) |  | 256 | 445 | 1100 | 400 | 275 | 5 | 0.0175 | 0 | 0 | 0 | [7 empty] | FALSE | 1 | 1 | TRUE
343 | LACK41-LACK2A (Transformer) |  | 256 | 343 | 1185 | 400 | 275 | 5 | 0.0152 | 0 | 0 | 0 | [7 empty] | FALSE | 1 | 1 | TRUE
344 | LACK41-LACK2B (Transformer) |  | 256 | 371 | 1210 | 400 | 275 | 5 | 0.0182 | 0 | 0 | 0 | [7 empty] | FALSE | 1 | 1 | TRUE
345 | LALE21-LALE11 (Transformer) |  | 330 | 634 | 278 | 275 | 132 | 8.6449 | 0.1266 | 0 | 0 | 0 | [7 empty] | FALSE | 1 | 1 | TRUE
346 | LALE21-LALE11 (Transformer) |  | 330 | 634 | 278 | 275 | 132 | 8.6449 | 0.1266 | 0 | 0 | 0 | [7 empty] | FALSE | 1 | 1 | TRUE
347 | LALE21-LALE11 (Transformer) |  | 330 | 634 | 201 | 275 | 132 | 8.0796 | 0.1954 | 0 | 0 | 0 | [7 empty] | FALSE | 1 | 1 | TRUE
348 | LALE21-LALE11 (Transformer) |  | 330 | 634 | 200 | 275 | 132 | 8.3446 | 0.196 | 0 | 0 | 0 | [7 empty] | FALSE | 1 | 1 | TRUE
349 | LAND41-LAND11 (Transformer) |  | 164 | 754 | 278 | 400 | 132 | 8.0197 | 0.1372 | 0 | 0 | 0 | [7 empty] | FALSE | 1 | 1 | TRUE
350 | LAND41-LAND11 (Transformer) |  | 164 | 754 | 278 | 400 | 132 | 7.4973 | 0.148 | 0 | 0 | 0 | [7 empty] | FALSE | 1 | 1 | TRUE
351 | LAND42-LAND11 (Transformer) |  | 208 | 754 | 263 | 400 | 132 | 7.9352 | 0.1057 | 0 | 0 | 0 | [7 empty] | FALSE | 1 | 1 | TRUE
352 | LEGA41-LEGA11 (Transformer) |  | 65 | 595 | 278 | 400 | 132 | 8.0197 | 0.1372 | 0 | 0 | 0 | [7 empty] | FALSE | 1 | 1 | TRUE
353 | LEGA41-LEGA11 (Transformer) |  | 65 | 595 | 278 | 400 | 132 | 8.0197 | 0.1372 | 0 | 0 | 0 | [7 empty] | FALSE | 1 | 1 | TRUE
354 | LEGA41-LEGA11 (Transformer) |  | 65 | 595 | 263 | 400 | 132 | 8.6648 | 0.1175 | 0 | 0 | 0 | [7 empty] | FALSE | 1 | 1 | TRUE
355 | LEGA41-LEGA11 (Transformer) |  | 65 | 595 | 240 | 400 | 132 | 7.8698 | 0.1303 | 0 | 0 | 0 | [7 empty] | FALSE | 1 | 1 | TRUE
356 | LEGA4A-LEGA41 (Transformer) |  | 170 | 65 | 2002 | 400 | 400 | 5 | 0.001 | 0 | 0 | 0 | [7 empty] | FALSE | 1 | 1 | TRUE
357 | LEGA4B-LEGA41 (Transformer) |  | 58 | 65 | 2002 | 400 | 400 | 5 | 0.001 | 0 | 0 | 0 | [7 empty] | FALSE | 1 | 1 | TRUE
358 | LEIS4A-LEIS11 (Transformer) |  | 175 | 547 | 272 | 400 | 132 | 7.8601 | 0.1057 | 0 | 0 | 0 | [7 empty] | FALSE | 1 | 1 | TRUE
359 | LISD21-LISD11 (Transformer) |  | 472 | 549 | 279 | 275 | 132 | 8.0467 | 0.1221 | 0 | 0 | 0 | [7 empty] | FALSE | 1 | 1 | TRUE
360 | LISD21-LISD11 (Transformer) |  | 472 | 549 | 266 | 275 | 132 | 8.6238 | 0.1441 | 0 | 0 | 0 | [7 empty] | FALSE | 1 | 1 | TRUE
361 | LISD21-LISD11 (Transformer) |  | 472 | 549 | 266 | 275 | 132 | 8.6238 | 0.1441 | 0 | 0 | 0 | [7 empty] | FALSE | 1 | 1 | TRUE
362 | LISD21-LISD11 (Transformer) |  | 472 | 549 | 262 | 275 | 132 | 8.6449 | 0.1266 | 0 | 0 | 0 | [7 empty] | FALSE | 1 | 1 | TRUE
363 | LITT41-LITT11 (Transformer) |  | 307 | 575 | 267 | 400 | 132 | 8.0088 | 0.0997 | 0 | 0 | 0 | [7 empty] | FALSE | 1 | 1 | TRUE
364 | LITT41-LITT11 (Transformer) |  | 307 | 575 | 253 | 400 | 132 | 8.0984 | 0.1621 | 0 | 0 | 0 | [7 empty] | FALSE | 1 | 1 | TRUE
365 | LITT41-LITT11 (Transformer) |  | 307 | 575 | 240 | 400 | 132 | 7.9231 | 0.103 | 0 | 0 | 0 | [7 empty] | FALSE | 1 | 1 | TRUE
366 | LITT41-LITT2A (Transformer) |  | 307 | 387 | 1028 | 400 | 275 | 5 | 0.014 | 0 | 0 | 0 | [7 empty] | FALSE | 1 | 1 | TRUE
367 | LITT41-LITT2B (Transformer) |  | 307 | 453 | 1028 | 400 | 275 | 5 | 0.014 | 0 | 0 | 0 | [7 empty] | FALSE | 1 | 1 | TRUE
368 | LOVE41-LOVE11 (Transformer) |  | 71 | 744 | 278 | 400 | 132 | 7.8698 | 0.1303 | 0 | 0 | 0 | [7 empty] | FALSE | 1 | 1 | TRUE
369 | LOVE41-LOVE11 (Transformer) |  | 71 | 744 | 240 | 400 | 132 | 7.831 | 0.1042 | 0 | 0 | 0 | [7 empty] | FALSE | 1 | 1 | TRUE
370 | LOVE41-LOVE12 (Transformer) |  | 71 | 674 | 274 | 400 | 132 | 8.1226 | 0.1758 | 0 | 0 | 0 | [7 empty] | FALSE | 1 | 1 | TRUE
371 | LOVE41-LOVE12 (Transformer) |  | 71 | 674 | 269 | 400 | 132 | 8.1296 | 0.1847 | 0 | 0 | 0 | [7 empty] | FALSE | 1 | 1 | TRUE
372 | MACC21-MACC31 (Transformer) |  | 446 | 842 | 113 | 275 | 33 | 24.5904 | 0.688 | 0 | 0 | 0 | [7 empty] | FALSE | 1 | 1 | TRUE
373 | MACC21-MACC31 (Transformer) |  | 446 | 842 | 113 | 275 | 33 | 24.5904 | 0.688 | 0 | 0 | 0 | [7 empty] | FALSE | 1 | 1 | TRUE
374 | MACC41-MACC21 (Transformer) |  | 112 | 446 | 884 | 400 | 275 | 5 | 0.018 | 0 | 0 | 0 | [7 empty] | FALSE | 1 | 1 | TRUE
375 | MAGA21-GRAN61 (Transformer) |  | 456 | 795 | 207 | 275 | 66 | 10.921 | 0.1642 | 0 | 0 | 0 | [7 empty] | FALSE | 1 | 1 | TRUE
376 | MAGA21-GRAN61 (Transformer) |  | 456 | 795 | 205 | 275 | 66 | 10.5541 | 0.1757 | 0 | 0 | 0 | [7 empty] | FALSE | 1 | 1 | TRUE
377 | MANN41-MANN11 (Transformer) |  | 223 | 568 | 279 | 400 | 132 | 7.9134 | 0.1759 | 0 | 0 | 0 | [7 empty] | FALSE | 1 | 1 | TRUE
378 | MANN41-MANN11 (Transformer) |  | 223 | 568 | 272 | 400 | 132 | 8.1226 | 0.1758 | 0 | 0 | 0 | [7 empty] | FALSE | 1 | 1 | TRUE
379 | MANN41-MANN11 (Transformer) |  | 223 | 568 | 272 | 400 | 132 | 8.1226 | 0.1758 | 0 | 0 | 0 | [7 empty] | FALSE | 1 | 1 | TRUE
380 | MANN41-MANN11 (Transformer) |  | 223 | 568 | 259 | 400 | 132 | 8.774 | 0.1326 | 0 | 0 | 0 | [7 empty] | FALSE | 1 | 1 | TRUE
381 | MANN41-MANN11 (Transformer) |  | 223 | 568 | 278 | 400 | 132 | 7.8698 | 0.1303 | 0 | 0 | 0 | [7 empty] | FALSE | 1 | 1 | TRUE
382 | MELK41-MELK11 (Transformer) |  | 59 | 537 | 278 | 400 | 132 | 8.3643 | 0.1184 | 0 | 0 | 0 | [7 empty] | FALSE | 1 | 1 | TRUE
383 | MELK41-MELK11 (Transformer) |  | 59 | 537 | 278 | 400 | 132 | 8.3643 | 0.1184 | 0 | 0 | 0 | [7 empty] | FALSE | 1 | 1 | TRUE
384 | MELK41-MELK11 (Transformer) |  | 59 | 537 | 278 | 400 | 132 | 8.3643 | 0.1184 | 0 | 0 | 0 | [7 empty] | FALSE | 1 | 1 | TRUE
385 | MELK41-MELK11 (Transformer) |  | 59 | 537 | 240 | 400 | 132 | 7.8535 | 0.1041 | 0 | 0 | 0 | [7 empty] | FALSE | 1 | 1 | TRUE
386 | MELK41-MELK2A (Transformer) |  | 59 | 459 | 750 | 400 | 275 | 5 | 0.017 | 0 | 0 | 0 | [7 empty] | FALSE | 1 | 1 | TRUE
387 | MELK41-MELK2B (Transformer) |  | 59 | 463 | 886 | 400 | 275 | 5 | 0 | 0 | 0 | 0 | [7 empty] | FALSE | 1 | 1 | TRUE
388 | MILH2A-MILH11 (Transformer) |  | 363 | 593 | 264 | 275 | 132 | 8.6449 | 0.1266 | 0 | 0 | 0 | [7 empty] | FALSE | 1 | 1 | TRUE
389 | MILH2A-MILH11 (Transformer) |  | 363 | 593 | 211 | 275 | 132 | 8.3648 | 0.179 | 0 | 0 | 0 | [7 empty] | FALSE | 1 | 1 | TRUE
390 | MILH2B-MILH12 (Transformer) |  | 422 | 783 | 199 | 275 | 132 | 8.3648 | 0.179 | 0 | 0 | 0 | [7 empty] | FALSE | 1 | 1 | TRUE
391 | MITY41-MITY11 (Transformer) |  | 123 | 737 | 263 | 400 | 132 | 8.1036 | 0.1139 | 0 | 0 | 0 | [7 empty] | FALSE | 1 | 1 | TRUE
392 | MITY41-MITY11 (Transformer) |  | 123 | 737 | 240 | 400 | 132 | 8.1963 | 0.122 | 0 | 0 | 0 | [7 empty] | FALSE | 1 | 1 | TRUE
393 | MITY41-MITY12 (Transformer) |  | 123 | 616 | 263 | 400 | 132 | 7.9352 | 0.1057 | 0 | 0 | 0 | [7 empty] | FALSE | 1 | 1 | TRUE
394 | MITY41-MITY12 (Transformer) |  | 123 | 616 | 240 | 400 | 132 | 7.9818 | 0.137 | 0 | 0 | 0 | [7 empty] | FALSE | 1 | 1 | TRUE
395 | MONF41-MONF21 (Transformer) |  | 195 | 398 | 1100 | 400 | 275 | 5 | 0.0181 | 0 | 0 | 0 | [7 empty] | FALSE | 1 | 1 | TRUE
396 | MONF41-MONF22 (Transformer) |  | 195 | 438 | 1100 | 400 | 275 | 5 | 0.0181 | 0 | 0 | 0 | [7 empty] | FALSE | 1 | 1 | TRUE
397 | MONF4A-MONF21 (Transformer) |  | 78 | 398 | 1138 | 400 | 275 | 5 | 0.0176 | 0 | 0 | 0 | [7 empty] | FALSE | 1 | 1 | TRUE
398 | NECH21-NECH11 (Transformer) |  | 394 | 621 | 270 | 275 | 132 | 8.6331 | 0.1411 | 0 | 0 | 0 | [7 empty] | FALSE | 1 | 1 | TRUE
399 | NECH21-NECH11 (Transformer) |  | 394 | 621 | 269 | 275 | 132 | 8.6331 | 0.1411 | 0 | 0 | 0 | [7 empty] | FALSE | 1 | 1 | TRUE
400 | NECH21-NECH12 (Transformer) |  | 394 | 608 | 272 | 275 | 132 | 8.6331 | 0.1411 | 0 | 0 | 0 | [7 empty] | FALSE | 1 | 1 | TRUE
401 | NECH21-NECH12 (Transformer) |  | 394 | 608 | 267 | 275 | 132 | 8.6331 | 0.1411 | 0 | 0 | 0 | [7 empty] | FALSE | 1 | 1 | TRUE
402 | NEEP21-NEEP31 (Transformer) |  | 439 | 844 | 120 | 275 | 33 | 24.0899 | 0.5083 | 0 | 0 | 0 | [7 empty] | FALSE | 1 | 1 | TRUE
403 | NEEP21-NEEP31 (Transformer) |  | 439 | 844 | 120 | 275 | 33 | 24.0899 | 0.5083 | 0 | 0 | 0 | [7 empty] | FALSE | 1 | 1 | TRUE
404 | NEEP4A-NEEP21 (Transformer) |  | 38 | 439 | 1100 | 400 | 275 | 5 | 0.021 | 0 | 0 | 0 | [7 empty] | FALSE | 1 | 1 | TRUE
405 | NEWX21-NEWX11 (Transformer) |  | 372 | 680 | 279 | 275 | 132 | 8.0531 | 0.1338 | 0 | 0 | 0 | [7 empty] | FALSE | 1 | 1 | TRUE
406 | NEWX21-NEWX11 (Transformer) |  | 372 | 680 | 279 | 275 | 132 | 8.0531 | 0.1338 | 0 | 0 | 0 | [7 empty] | FALSE | 1 | 1 | TRUE
407 | NEWX21-NEWX11 (Transformer) |  | 372 | 680 | 240 | 275 | 132 | 8.0451 | 0.1053 | 0 | 0 | 0 | [7 empty] | FALSE | 1 | 1 | TRUE
408 | NEWX21-NEWX61 (Transformer) |  | 372 | 788 | 180 | 275 | 66 | 10.8367 | 0.2188 | 0 | 0 | 0 | [7 empty] | FALSE | 1 | 1 | TRUE
409 | NEWX21-NEWX61 (Transformer) |  | 372 | 788 | 180 | 275 | 66 | 14.3298 | 0.3204 | 0 | 0 | 0 | [7 empty] | FALSE | 1 | 1 | TRUE
410 | NEWX21-NEWX62 (Transformer) |  | 372 | 789 | 209 | 275 | 66 | 12.4333 | 0.2972 | 0 | 0 | 0 | [7 empty] | FALSE | 1 | 1 | TRUE
411 | NEWX21-NEWX62 (Transformer) |  | 372 | 789 | 180 | 275 | 66 | 10.9484 | 0.1868 | 0 | 0 | 0 | [7 empty] | FALSE | 1 | 1 | TRUE
412 | NFLE41-NFLE11 (Transformer) |  | 2 | 603 | 268 | 400 | 132 | 8.0987 | 0.139 | 0 | 0 | 0 | [7 empty] | FALSE | 1 | 1 | TRUE
413 | NFLE41-NFLE11 (Transformer) |  | 2 | 603 | 261 | 400 | 132 | 8.0987 | 0.139 | 0 | 0 | 0 | [7 empty] | FALSE | 1 | 1 | TRUE
414 | NFLE41-NFLE12 (Transformer) |  | 2 | 676 | 269 | 400 | 132 | 8.0987 | 0.139 | 0 | 0 | 0 | [7 empty] | FALSE | 1 | 1 | TRUE
415 | NFLE41-NFLE12 (Transformer) |  | 2 | 676 | 260 | 400 | 132 | 8.0987 | 0.139 | 0 | 0 | 0 | [7 empty] | FALSE | 1 | 1 | TRUE
416 | NHYD2A-NHYD61 (Transformer) |  | 369 | 810 | 187 | 275 | 66 | 11.0235 | 0.3062 | 0 | 0 | 0 | [7 empty] | FALSE | 1 | 1 | TRUE
417 | NHYD2B-NHYD61 (Transformer) |  | 449 | 810 | 187 | 275 | 66 | 13.3312 | 0.2364 | 0 | 0 | 0 | [7 empty] | FALSE | 1 | 1 | TRUE
418 | NHYD2B-NHYD61 (Transformer) |  | 449 | 810 | 180 | 275 | 66 | 11.0235 | 0.3062 | 0 | 0 | 0 | [7 empty] | FALSE | 1 | 1 | TRUE
419 | NINF41-NINF11 (Transformer) |  | 77 | 693 | 278 | 400 | 132 | 7.8698 | 0.1303 | 0 | 0 | 0 | [7 empty] | FALSE | 1 | 1 | TRUE
420 | NINF41-NINF11 (Transformer) |  | 77 | 693 | 273 | 400 | 132 | 8.4025 | 0.1658 | 0 | 0 | 0 | [7 empty] | FALSE | 1 | 1 | TRUE
421 | NINF41-NINF12 (Transformer) |  | 77 | 785 | 273 | 400 | 132 | 8.4025 | 0.1658 | 0 | 0 | 0 | [7 empty] | FALSE | 1 | 1 | TRUE
422 | NINF41-NINF12 (Transformer) |  | 77 | 785 | 253 | 400 | 132 | 7.9378 | 0.1509 | 0 | 0 | 0 | [7 empty] | FALSE | 1 | 1 | TRUE
423 | NORL2A-NORL31 (Transformer) |  | 489 | 834 | 114 | 275 | 33 | 19.7925 | 0.545 | 0 | 0 | 0 | [7 empty] | FALSE | 1 | 1 | TRUE
424 | NORL2B-NORL31 (Transformer) |  | 500 | 834 | 114 | 275 | 33 | 19.7925 | 0.545 | 0 | 0 | 0 | [7 empty] | FALSE | 1 | 1 | TRUE
425 | NORM41-NORM11 (Transformer) |  | 115 | 570 | 277 | 400 | 132 | 8.4534 | 0.1264 | 0 | 0 | 0 | [7 empty] | FALSE | 1 | 1 | TRUE
426 | NORM41-NORM11 (Transformer) |  | 115 | 570 | 240 | 400 | 132 | 7.9515 | 0.1307 | 0 | 0 | 0 | [7 empty] | FALSE | 1 | 1 | TRUE
427 | NORM41-NORM12 (Transformer) |  | 115 | 554 | 278 | 400 | 132 | 8.3874 | 0.1118 | 0 | 0 | 0 | [7 empty] | FALSE | 1 | 1 | TRUE
428 | NORM41-NORM1A (Transformer) |  | 115 | 728 | 253 | 400 | 132 | 7.9378 | 0.1509 | 0 | 0 | 0 | [7 empty] | FALSE | 1 | 1 | TRUE
429 | NORM41-NORM1B (Transformer) |  | 115 | 626 | 267 | 400 | 132 | 7.9378 | 0.1509 | 0 | 0 | 0 | [7 empty] | FALSE | 1 | 1 | TRUE
430 | NORT21-NORT11 (Transformer) |  | 416 | 753 | 280 | 275 | 132 | 8.3565 | 0.1748 | 0 | 0 | 0 | [7 empty] | FALSE | 1 | 1 | TRUE
431 | NORT21-NORT11 (Transformer) |  | 416 | 753 | 262 | 275 | 132 | 8.6081 | 0.1594 | 0 | 0 | 0 | [7 empty] | FALSE | 1 | 1 | TRUE
432 | NORT21-NORT11 (Transformer) |  | 416 | 753 | 262 | 275 | 132 | 8.6081 | 0.1594 | 0 | 0 | 0 | [7 empty] | FALSE | 1 | 1 | TRUE
433 | NORT21-NORT11 (Transformer) |  | 416 | 753 | 240 | 275 | 132 | 8.3565 | 0.1748 | 0 | 0 | 0 | [7 empty] | FALSE | 1 | 1 | TRUE
434 | NORT41-NORT21 (Transformer) |  | 232 | 416 | 1136 | 400 | 275 | 5 | 0.0186 | 0 | 0 | 0 | [7 empty] | FALSE | 1 | 1 | TRUE
435 | NORT41-NORT21 (Transformer) |  | 232 | 416 | 1133 | 400 | 275 | 5 | 0.0117 | 0 | 0 | 0 | [7 empty] | FALSE | 1 | 1 | TRUE
436 | NURS41-NURS11 (Transformer) |  | 156 | 623 | 253 | 400 | 132 | 8.4008 | 0.1471 | 0 | 0 | 0 | [7 empty] | FALSE | 1 | 1 | TRUE
437 | NURS41-NURS11 (Transformer) |  | 156 | 623 | 252 | 400 | 132 | 8.4008 | 0.1471 | 0 | 0 | 0 | [7 empty] | FALSE | 1 | 1 | TRUE
438 | NURS4A-NURS11 (Transformer) |  | 31 | 623 | 262 | 400 | 132 | 7.9231 | 0.103 | 0 | 0 | 0 | [7 empty] | FALSE | 1 | 1 | TRUE
439 | OCKH21-OCKH11 (Transformer) |  | 530 | 610 | 279 | 275 | 132 | 8.0467 | 0.1221 | 0 | 0 | 0 | [7 empty] | FALSE | 1 | 1 | TRUE
440 | OCKH21-OCKH11 (Transformer) |  | 530 | 610 | 279 | 275 | 132 | 8.0467 | 0.1221 | 0 | 0 | 0 | [7 empty] | FALSE | 1 | 1 | TRUE
441 | OCKH21-OCKH11 (Transformer) |  | 530 | 610 | 202 | 275 | 132 | 8.3648 | 0.179 | 0 | 0 | 0 | [7 empty] | FALSE | 1 | 1 | TRUE
442 | OCKH21-OCKH2A (Transformer) |  | 530 | 475 | 760 | 275 | 275 | 5 | 0.0104 | 0 | 0 | 0 | [7 empty] | FALSE | 1 | 1 | TRUE
443 | OFFE21-OFFE31 (Transformer) |  | 515 | 813 | 100 | 275 | 33 | 18.2228 | 0.5135 | 0 | 0 | 0 | [7 empty] | FALSE | 1 | 1 | TRUE
444 | OFFE21-OFFE32 (Transformer) |  | 515 | 825 | 115 | 275 | 33 | 18.2228 | 0.5135 | 0 | 0 | 0 | [7 empty] | FALSE | 1 | 1 | TRUE
445 | OLDB21-OLDB11 (Transformer) |  | 514 | 721 | 261 | 275 | 132 | 8.6081 | 0.1594 | 0 | 0 | 0 | [7 empty] | FALSE | 1 | 1 | TRUE
446 | OLDB21-OLDB11 (Transformer) |  | 514 | 721 | 261 | 275 | 132 | 8.6081 | 0.1594 | 0 | 0 | 0 | [7 empty] | FALSE | 1 | 1 | TRUE
447 | OLDB4A-OLDB21 (Transformer) |  | 68 | 514 | 1115 | 400 | 275 | 5 | 0.0146 | 0 | 0 | 0 | [7 empty] | FALSE | 1 | 1 | TRUE
448 | OSBA41-OSBA11 (Transformer) |  | 95 | 695 | 269 | 400 | 132 | 7.9231 | 0.103 | 0 | 0 | 0 | [7 empty] | FALSE | 1 | 1 | TRUE
449 | OSBA41-OSBA11 (Transformer) |  | 95 | 695 | 269 | 400 | 132 | 7.9231 | 0.103 | 0 | 0 | 0 | [7 empty] | FALSE | 1 | 1 | TRUE
450 | OSBA42-OSBA11 (Transformer) |  | 301 | 695 | 278 | 400 | 132 | 8.0197 | 0.1372 | 0 | 0 | 0 | [7 empty] | FALSE | 1 | 1 | TRUE
451 | PADI41-PADI11 (Transformer) |  | 8 | 657 | 274 | 400 | 132 | 8.1976 | 0.1373 | 0 | 0 | 0 | [7 empty] | FALSE | 1 | 1 | TRUE
452 | PADI41-PADI11 (Transformer) |  | 8 | 657 | 240 | 400 | 132 | 7.8585 | 0.1051 | 0 | 0 | 0 | [7 empty] | FALSE | 1 | 1 | TRUE
453 | PELH41-PELH11 (Transformer) |  | 194 | 731 | 264 | 400 | 132 | 8.6648 | 0.1175 | 0 | 0 | 0 | [7 empty] | FALSE | 1 | 1 | TRUE
454 | PELH41-PELH12 (Transformer) |  | 194 | 598 | 264 | 400 | 132 | 8.6648 | 0.1175 | 0 | 0 | 0 | [7 empty] | FALSE | 1 | 1 | TRUE
455 | PEMB41-PEMB11 (Transformer) |  | 291 | 640 | 276 | 400 | 132 | 8.4025 | 0.1658 | 0 | 0 | 0 | [7 empty] | FALSE | 1 | 1 | TRUE
456 | PEMB41-PEMB11 (Transformer) |  | 291 | 640 | 275 | 400 | 132 | 8.4008 | 0.1471 | 0 | 0 | 0 | [7 empty] | FALSE | 1 | 1 | TRUE
457 | PENN21-PENN11 (Transformer) |  | 407 | 727 | 266 | 275 | 132 | 8.097 | 0.1623 | 0 | 0 | 0 | [7 empty] | FALSE | 1 | 1 | TRUE
458 | PENN21-PENN11 (Transformer) |  | 407 | 727 | 266 | 275 | 132 | 8.6238 | 0.1441 | 0 | 0 | 0 | [7 empty] | FALSE | 1 | 1 | TRUE
459 | PENN21-PENN11 (Transformer) |  | 407 | 727 | 266 | 275 | 132 | 8.097 | 0.1623 | 0 | 0 | 0 | [7 empty] | FALSE | 1 | 1 | TRUE
460 | PENN21-PENN11 (Transformer) |  | 407 | 727 | 266 | 275 | 132 | 8.097 | 0.1623 | 0 | 0 | 0 | [7 empty] | FALSE | 1 | 1 | TRUE
461 | PENN4A-PENN21 (Transformer) |  | 297 | 407 | 1138 | 400 | 275 | 5 | 0.0176 | 0 | 0 | 0 | [7 empty] | FALSE | 1 | 1 | TRUE
462 | PENN4B-PENN21 (Transformer) |  | 87 | 407 | 1063 | 400 | 275 | 5 | 0.0132 | 0 | 0 | 0 | [7 empty] | FALSE | 1 | 1 | TRUE
463 | PENT41-PENT11 (Transformer) |  | 182 | 678 | 257 | 400 | 132 | 8.4008 | 0.1471 | 0 | 0 | 0 | [7 empty] | FALSE | 1 | 1 | TRUE
464 | PENT41-PENT11 (Transformer) |  | 182 | 678 | 255 | 400 | 132 | 8.0984 | 0.1621 | 0 | 0 | 0 | [7 empty] | FALSE | 1 | 1 | TRUE
465 | PEWO2A-PENW11 (Transformer) |  | 365 | 652 | 261 | 275 | 132 | 8.6081 | 0.1594 | 0 | 0 | 0 | [7 empty] | FALSE | 1 | 1 | TRUE
466 | PEWO2B-PENW11 (Transformer) |  | 383 | 652 | 261 | 275 | 132 | 8.6081 | 0.1594 | 0 | 0 | 0 | [7 empty] | FALSE | 1 | 1 | TRUE
467 | PEWO41-PENE11 (Transformer) |  | 19 | 644 | 265 | 400 | 132 | 8.0197 | 0.1372 | 0 | 0 | 0 | [7 empty] | FALSE | 1 | 1 | TRUE
468 | PEWO41-PENE11 (Transformer) |  | 19 | 644 | 265 | 400 | 132 | 8.0197 | 0.1372 | 0 | 0 | 0 | [7 empty] | FALSE | 1 | 1 | TRUE
469 | PEWO41-PENE11 (Transformer) |  | 19 | 644 | 265 | 400 | 132 | 8.0197 | 0.1372 | 0 | 0 | 0 | [7 empty] | FALSE | 1 | 1 | TRUE
470 | PEWO41-PENW11 (Transformer) |  | 19 | 652 | 278 | 400 | 132 | 7.9055 | 0.1311 | 0 | 0 | 0 | [7 empty] | FALSE | 1 | 1 | TRUE
471 | PEWO41-PEWO2A (Transformer) |  | 19 | 365 | 1129 | 400 | 275 | 5 | 0.0189 | 0 | 0 | 0 | [7 empty] | FALSE | 1 | 1 | TRUE
472 | PEWO41-PEWO2A (Transformer) |  | 19 | 365 | 845 | 400 | 275 | 5 | 0.0178 | 0 | 0 | 0 | [7 empty] | FALSE | 1 | 1 | TRUE
473 | PEWO41-PEWO2B (Transformer) |  | 19 | 383 | 1139 | 400 | 275 | 5 | 0.0175 | 0 | 0 | 0 | [7 empty] | FALSE | 1 | 1 | TRUE
474 | PEWO41-PEWO2B (Transformer) |  | 19 | 383 | 876 | 400 | 275 | 5 | 0.021 | 0 | 0 | 0 | [7 empty] | FALSE | 1 | 1 | TRUE
475 | PEWO41-PEWO4A (Transformer) |  | 19 | 308 | 2750 | 400 | 400 | 5 | 0.0046 | 0 | 0 | 0 | [7 empty] | FALSE | 1 | 1 | TRUE
476 | PEWO41-PEWO4B (Transformer) |  | 19 | 80 | 2750 | 400 | 400 | 5 | 0.0071 | 0 | 0 | 0 | [7 empty] | FALSE | 1 | 1 | TRUE
477 | PITS21-PITS31 (Transformer) |  | 423 | 816 | 110 | 275 | 33 | 20.4439 | 0.4975 | 0 | 0 | 0 | [7 empty] | FALSE | 1 | 1 | TRUE
478 | PITS21-PITS31 (Transformer) |  | 423 | 816 | 110 | 275 | 33 | 20.4439 | 0.4975 | 0 | 0 | 0 | [7 empty] | FALSE | 1 | 1 | TRUE
479 | PITS21-PITS32 (Transformer) |  | 423 | 817 | 120 | 275 | 33 | 20.1311 | 0.2998 | 0 | 0 | 0 | [7 empty] | FALSE | 1 | 1 | TRUE
480 | PITS21-PITS32 (Transformer) |  | 423 | 817 | 120 | 275 | 33 | 20.1311 | 0.2998 | 0 | 0 | 0 | [7 empty] | FALSE | 1 | 1 | TRUE
481 | POPP21-POPP31 (Transformer) |  | 502 | 824 | 110 | 275 | 33 | 24.145 | 0.4905 | 0 | 0 | 0 | [7 empty] | FALSE | 1 | 1 | TRUE
482 | POPP21-POPP31 (Transformer) |  | 502 | 824 | 110 | 275 | 33 | 30.5821 | 0.2731 | 0 | 0 | 0 | [7 empty] | FALSE | 1 | 1 | TRUE
483 | PYLE21-PYLE11 (Transformer) |  | 419 | 635 | 279 | 275 | 132 | 8.0648 | 0.1366 | 0 | 0 | 0 | [7 empty] | FALSE | 1 | 1 | TRUE
484 | PYLE21-PYLE11 (Transformer) |  | 419 | 635 | 211 | 275 | 132 | 8.1596 | 0.2009 | 0 | 0 | 0 | [7 empty] | FALSE | 1 | 1 | TRUE
485 | RAIN21-RAIN11 (Transformer) |  | 452 | 741 | 211 | 275 | 132 | 8.5256 | 0.1927 | 0 | 0 | 0 | [7 empty] | FALSE | 1 | 1 | TRUE
486 | RAIN21-RAIN11 (Transformer) |  | 452 | 741 | 211 | 275 | 132 | 8.5256 | 0.1927 | 0 | 0 | 0 | [7 empty] | FALSE | 1 | 1 | TRUE
487 | RAIN21-RAIN12 (Transformer) |  | 452 | 729 | 211 | 275 | 132 | 8.5256 | 0.1927 | 0 | 0 | 0 | [7 empty] | FALSE | 1 | 1 | TRUE
488 | RAIN21-RAIN12 (Transformer) |  | 452 | 729 | 211 | 275 | 132 | 8.5256 | 0.1927 | 0 | 0 | 0 | [7 empty] | FALSE | 1 | 1 | TRUE
489 | RASS41-RASS11 (Transformer) |  | 299 | 591 | 273 | 400 | 132 | 8.0568 | 0.0996 | 0 | 0 | 0 | [7 empty] | FALSE | 1 | 1 | TRUE
490 | RASS41-RASS11 (Transformer) |  | 299 | 591 | 270 | 400 | 132 | 8.0568 | 0.0996 | 0 | 0 | 0 | [7 empty] | FALSE | 1 | 1 | TRUE
491 | RATS41-RATS11 (Transformer) |  | 193 | 559 | 240 | 400 | 132 | 7.841 | 0.1042 | 0 | 0 | 0 | [7 empty] | FALSE | 1 | 1 | TRUE
492 | RATS41-RATS11 (Transformer) |  | 193 | 559 | 240 | 400 | 132 | 8.2285 | 0.1047 | 0 | 0 | 0 | [7 empty] | FALSE | 1 | 1 | TRUE
493 | RATS41-RATS12 (Transformer) |  | 193 | 703 | 278 | 400 | 132 | 8.1976 | 0.1373 | 0 | 0 | 0 | [7 empty] | FALSE | 1 | 1 | TRUE
494 | RATS41-RATS12 (Transformer) |  | 193 | 703 | 277 | 400 | 132 | 8.0061 | 0.1278 | 0 | 0 | 0 | [7 empty] | FALSE | 1 | 1 | TRUE
495 | RATS41-RATS2A (Transformer) |  | 193 | 498 | 1125 | 400 | 275 | 5 | 0.0146 | 0 | 0 | 0 | [7 empty] | FALSE | 1 | 1 | TRUE
496 | RAYL41-RAYM11 (Transformer) |  | 169 | 535 | 278 | 400 | 132 | 7.8698 | 0.1303 | 0 | 0 | 0 | [7 empty] | FALSE | 1 | 1 | TRUE
497 | RAYL41-RAYM11 (Transformer) |  | 169 | 535 | 262 | 400 | 132 | 7.8656 | 0.1309 | 0 | 0 | 0 | [7 empty] | FALSE | 1 | 1 | TRUE
498 | RAYL41-RAYM11 (Transformer) |  | 169 | 535 | 240 | 400 | 132 | 7.8618 | 0.1045 | 0 | 0 | 0 | [7 empty] | FALSE | 1 | 1 | TRUE
499 | RAYL41-RAYM11 (Transformer) |  | 169 | 535 | 240 | 400 | 132 | 7.9134 | 0.1759 | 0 | 0 | 0 | [7 empty] | FALSE | 1 | 1 | TRUE
500 | REBR21-REBR32 (Transformer) |  | 442 | 814 | 111 | 275 | 33 | 28.1922 | 0.665 | 0 | 0 | 0 | [7 empty] | FALSE | 1 | 1 | TRUE
501 | REBR22-REBR31 (Transformer) |  | 415 | 841 | 132 | 275 | 33 | 30.6481 | 0.3375 | 0 | 0 | 0 | [7 empty] | FALSE | 1 | 1 | TRUE
502 | REBR22-REBR31 (Transformer) |  | 415 | 841 | 112 | 275 | 33 | 28.1922 | 0.665 | 0 | 0 | 0 | [7 empty] | FALSE | 1 | 1 | TRUE
503 | RICH41-RICH11 (Transformer) |  | 129 | 784 | 240 | 400 | 132 | 7.8741 | 0.1186 | 0 | 0 | 0 | [7 empty] | FALSE | 1 | 1 | TRUE
504 | RICH41-RICH11 (Transformer) |  | 129 | 784 | 240 | 400 | 132 | 7.9033 | 0.1181 | 0 | 0 | 0 | [7 empty] | FALSE | 1 | 1 | TRUE
505 | ROCH21-ROCH11 (Transformer) |  | 491 | 645 | 278 | 275 | 132 | 8.3927 | 0.1183 | 0 | 0 | 0 | [7 empty] | FALSE | 1 | 1 | TRUE
506 | ROCH21-ROCH11 (Transformer) |  | 491 | 645 | 240 | 275 | 132 | 8.3927 | 0.1183 | 0 | 0 | 0 | [7 empty] | FALSE | 1 | 1 | TRUE
507 | ROCH21-ROCH11 (Transformer) |  | 491 | 645 | 240 | 275 | 132 | 8.3927 | 0.1183 | 0 | 0 | 0 | [7 empty] | FALSE | 1 | 1 | TRUE
508 | ROCH21-ROCH12 (Transformer) |  | 491 | 585 | 240 | 275 | 132 | 8.3927 | 0.1183 | 0 | 0 | 0 | [7 empty] | FALSE | 1 | 1 | TRUE
509 | ROCH4A-ROCH21 (Transformer) |  | 296 | 491 | 1100 | 400 | 275 | 5 | 0.0098 | 0 | 0 | 0 | [7 empty] | FALSE | 1 | 1 | TRUE
510 | ROCK41-ROCK1A (Transformer) |  | 171 | 704 | 460 | 400 | 132 | 5 | 0.054 | 0 | 0 | 0 | [7 empty] | FALSE | 1 | 1 | TRUE
511 | RUGE41-RUGE11 (Transformer) |  | 286 | 777 | 267 | 400 | 132 | 8.1036 | 0.1139 | 0 | 0 | 0 | [7 empty] | FALSE | 1 | 1 | TRUE
512 | RUGE41-RUGE11 (Transformer) |  | 286 | 777 | 267 | 400 | 132 | 8.1036 | 0.1139 | 0 | 0 | 0 | [7 empty] | FALSE | 1 | 1 | TRUE
513 | RYEH41-RYEH13 (Transformer) |  | 128 | 628 | 253 | 400 | 132 | 8.0197 | 0.1372 | 0 | 0 | 0 | [7 empty] | FALSE | 1 | 1 | TRUE
514 | RYEH42-RYEH12 (Transformer) |  | 113 | 647 | 260 | 400 | 132 | 8.2414 | 0.1055 | 0 | 0 | 0 | [7 empty] | FALSE | 1 | 1 | TRUE
515 | RYEH43-RYEH11 (Transformer) |  | 97 | 758 | 260 | 400 | 132 | 8.774 | 0.1326 | 0 | 0 | 0 | [7 empty] | FALSE | 1 | 1 | TRUE
516 | SAEN21-SAEN11 (Transformer) |  | 384 | 578 | 211 | 275 | 132 | 8.6564 | 0.1531 | 0 | 0 | 0 | [7 empty] | FALSE | 1 | 1 | TRUE
517 | SAEN21-SAEN11 (Transformer) |  | 384 | 578 | 211 | 275 | 132 | 8.6564 | 0.1531 | 0 | 0 | 0 | [7 empty] | FALSE | 1 | 1 | TRUE
518 | SALH21-SALH11 (Transformer) |  | 460 | 779 | 240 | 275 | 132 | 8.4361 | 0.1392 | 0 | 0 | 0 | [7 empty] | FALSE | 1 | 1 | TRUE
519 | SALH21-SALH11 (Transformer) |  | 460 | 779 | 240 | 275 | 132 | 8.4361 | 0.1392 | 0 | 0 | 0 | [7 empty] | FALSE | 1 | 1 | TRUE
520 | SEAB41-SEAB11 (Transformer) |  | 161 | 541 | 256 | 400 | 132 | 7.8698 | 0.1303 | 0 | 0 | 0 | [7 empty] | FALSE | 1 | 1 | TRUE
521 | SEAB41-SEAB11 (Transformer) |  | 161 | 541 | 256 | 400 | 132 | 7.8698 | 0.1303 | 0 | 0 | 0 | [7 empty] | FALSE | 1 | 1 | TRUE
522 | SELL4A-SELL11 (Transformer) |  | 11 | 776 | 275 | 400 | 132 | 8.0568 | 0.0996 | 0 | 0 | 0 | [7 empty] | FALSE | 1 | 1 | TRUE
523 | SELL4A-SELL11 (Transformer) |  | 11 | 776 | 273 | 400 | 132 | 8.0568 | 0.0996 | 0 | 0 | 0 | [7 empty] | FALSE | 1 | 1 | TRUE
524 | SELL4A-SELL12 (Transformer) |  | 11 | 748 | 270 | 400 | 132 | 7.9231 | 0.103 | 0 | 0 | 0 | [7 empty] | FALSE | 1 | 1 | TRUE
525 | SELL4A-SELL13 (Transformer) |  | 11 | 631 | 256 | 400 | 132 | 8.0984 | 0.1621 | 0 | 0 | 0 | [7 empty] | FALSE | 1 | 1 | TRUE
526 | SHEC21-SHEC31 (Transformer) |  | 380 | 831 | 115 | 275 | 33 | 20.7915 | 0.593 | 0 | 0 | 0 | [7 empty] | FALSE | 1 | 1 | TRUE
527 | SHEC21-SHEC31 (Transformer) |  | 380 | 831 | 114 | 275 | 33 | 20.7915 | 0.593 | 0 | 0 | 0 | [7 empty] | FALSE | 1 | 1 | TRUE
528 | SHRE4B-SHRE11 (Transformer) |  | 310 | 672 | 240 | 400 | 132 | 7.9352 | 0.1057 | 0 | 0 | 0 | [7 empty] | FALSE | 1 | 1 | TRUE
529 | SIZE41-SIZE11 (Transformer) |  | 45 | 705 | 267 | 400 | 132 | 7.9231 | 0.103 | 0 | 0 | 0 | [7 empty] | FALSE | 1 | 1 | TRUE
530 | SIZE41-SIZE12 (Transformer) |  | 45 | 746 | 268 | 400 | 132 | 7.9231 | 0.103 | 0 | 0 | 0 | [7 empty] | FALSE | 1 | 1 | TRUE
531 | SIZE41-SIZE1A (Transformer) |  | 45 | 592 | 268 | 400 | 132 | 7.9231 | 0.103 | 0 | 0 | 0 | [7 empty] | FALSE | 1 | 1 | TRUE
532 | SIZE41-SIZE1B (Transformer) |  | 45 | 712 | 269 | 400 | 132 | 7.9231 | 0.103 | 0 | 0 | 0 | [7 empty] | FALSE | 1 | 1 | TRUE
533 | SJOW21-LODR61 (Transformer) |  | 417 | 800 | 198 | 275 | 66 | 11.0235 | 0.3062 | 0 | 0 | 0 | [7 empty] | FALSE | 1 | 1 | TRUE
534 | SJOW21-SJOW13 (Transformer) |  | 417 | 577 | 249 | 275 | 132 | 7.9774 | 0.167 | 0 | 0 | 0 | [7 empty] | FALSE | 1 | 1 | TRUE
535 | SJOW41-LODR61 (Transformer) |  | 228 | 800 | 273 | 400 | 66 | 12.1324 | 0.1529 | 0 | 0 | 0 | [7 empty] | FALSE | 1 | 1 | TRUE
536 | SJOW41-LODR61 (Transformer) |  | 228 | 800 | 240 | 400 | 66 | 12.3367 | 0.1403 | 0 | 0 | 0 | [7 empty] | FALSE | 1 | 1 | TRUE
537 | SJOW41-LODR62 (Transformer) |  | 228 | 808 | 240 | 400 | 66 | 7.9515 | 0.1307 | 0 | 0 | 0 | [7 empty] | FALSE | 1 | 1 | TRUE
538 | SJOW41-LODR62 (Transformer) |  | 228 | 808 | 240 | 400 | 66 | 13.3242 | 0.1455 | 0 | 0 | 0 | [7 empty] | FALSE | 1 | 1 | TRUE
539 | SJOW41-SJOW11 (Transformer) |  | 228 | 774 | 270 | 400 | 132 | 8.3873 | 0.1229 | 0 | 0 | 0 | [7 empty] | FALSE | 1 | 1 | TRUE
540 | SJOW41-SJOW11 (Transformer) |  | 228 | 774 | 240 | 400 | 132 | 8.3873 | 0.1229 | 0 | 0 | 0 | [7 empty] | FALSE | 1 | 1 | TRUE
541 | SJOW41-SJOW12 (Transformer) |  | 228 | 606 | 240 | 400 | 132 | 8.3873 | 0.1229 | 0 | 0 | 0 | [7 empty] | FALSE | 1 | 1 | TRUE
542 | SJOW41-SJOW12 (Transformer) |  | 228 | 606 | 240 | 400 | 132 | 8.3873 | 0.1229 | 0 | 0 | 0 | [7 empty] | FALSE | 1 | 1 | TRUE
543 | SJOW41-SJOW13 (Transformer) |  | 228 | 577 | 240 | 400 | 132 | 8.1881 | 0.1055 | 0 | 0 | 0 | [7 empty] | FALSE | 1 | 1 | TRUE
544 | SJOW41-SJOW21 (Transformer) |  | 228 | 417 | 804 | 400 | 275 | 5 | 0.0224 | 0 | 0 | 0 | [7 empty] | FALSE | 1 | 1 | TRUE
545 | SKLG21-SKLG11 (Transformer) |  | 521 | 699 | 278 | 275 | 132 | 8.6657 | 0.1264 | 0 | 0 | 0 | [7 empty] | FALSE | 1 | 1 | TRUE
546 | SKLG21-SKLG11 (Transformer) |  | 521 | 699 | 270 | 275 | 132 | 8.6657 | 0.1264 | 0 | 0 | 0 | [7 empty] | FALSE | 1 | 1 | TRUE
547 | SKLG21-SKLG11 (Transformer) |  | 521 | 699 | 264 | 275 | 132 | 8.673 | 0.1147 | 0 | 0 | 0 | [7 empty] | FALSE | 1 | 1 | TRUE
548 | SKLG21-SKLG11 (Transformer) |  | 521 | 699 | 264 | 275 | 132 | 8.673 | 0.1147 | 0 | 0 | 0 | [7 empty] | FALSE | 1 | 1 | TRUE
549 | SMAN21-SMAN11 (Transformer) |  | 429 | 687 | 279 | 275 | 132 | 8.2077 | 0.1052 | 0 | 0 | 0 | [7 empty] | FALSE | 1 | 1 | TRUE
550 | SMAN21-SMAN11 (Transformer) |  | 429 | 687 | 266 | 275 | 132 | 8.6238 | 0.1441 | 0 | 0 | 0 | [7 empty] | FALSE | 1 | 1 | TRUE
551 | SMAN21-SMAN12 (Transformer) |  | 429 | 544 | 279 | 275 | 132 | 8.0467 | 0.1221 | 0 | 0 | 0 | [7 empty] | FALSE | 1 | 1 | TRUE
552 | SMAN21-SMAN12 (Transformer) |  | 429 | 544 | 266 | 275 | 132 | 8.6238 | 0.1441 | 0 | 0 | 0 | [7 empty] | FALSE | 1 | 1 | TRUE
553 | SPEN41-SPEN11 (Transformer) |  | 6 | 772 | 278 | 400 | 132 | 7.8614 | 0.1293 | 0 | 0 | 0 | [7 empty] | FALSE | 1 | 1 | TRUE
554 | SPEN41-SPEN11 (Transformer) |  | 6 | 772 | 278 | 400 | 132 | 7.8823 | 0.1305 | 0 | 0 | 0 | [7 empty] | FALSE | 1 | 1 | TRUE
555 | SPEN42-SPEN11 (Transformer) |  | 200 | 772 | 278 | 400 | 132 | 7.8822 | 0.1315 | 0 | 0 | 0 | [7 empty] | FALSE | 1 | 1 | TRUE
556 | SSHI22-SSHI31 (Transformer) |  | 437 | 839 | 110 | 275 | 33 | 20.4439 | 0.4975 | 0 | 0 | 0 | [7 empty] | FALSE | 1 | 1 | TRUE
557 | SSHI22-SSHI31 (Transformer) |  | 437 | 839 | 110 | 275 | 33 | 20.4439 | 0.4975 | 0 | 0 | 0 | [7 empty] | FALSE | 1 | 1 | TRUE
558 | STAH4A-STAH11 (Transformer) |  | 177 | 689 | 240 | 400 | 132 | 8.1963 | 0.122 | 0 | 0 | 0 | [7 empty] | FALSE | 1 | 1 | TRUE
559 | STAH4B-STAH11 (Transformer) |  | 162 | 689 | 240 | 400 | 132 | 7.8493 | 0.1046 | 0 | 0 | 0 | [7 empty] | FALSE | 1 | 1 | TRUE
560 | STAL21-STAL11 (Transformer) |  | 333 | 599 | 280 | 275 | 132 | 8.097 | 0.2188 | 0 | 0 | 0 | [7 empty] | FALSE | 1 | 1 | TRUE
561 | STAL21-STAL11 (Transformer) |  | 333 | 599 | 279 | 275 | 132 | 8.0467 | 0.1221 | 0 | 0 | 0 | [7 empty] | FALSE | 1 | 1 | TRUE
562 | STAL21-STAL11 (Transformer) |  | 333 | 599 | 198 | 275 | 132 | 8.3396 | 0.1681 | 0 | 0 | 0 | [7 empty] | FALSE | 1 | 1 | TRUE
563 | STAL21-STAL11 (Transformer) |  | 333 | 599 | 189 | 275 | 132 | 8.0796 | 0.1954 | 0 | 0 | 0 | [7 empty] | FALSE | 1 | 1 | TRUE
564 | STAL4A-STAL21 (Transformer) |  | 56 | 333 | 1117 | 400 | 275 | 5 | 0.0146 | 0 | 0 | 0 | [7 empty] | FALSE | 1 | 1 | TRUE
565 | STAY41-STAY4A (Transformer) |  | 285 | 36 | 2750 | 400 | 400 | 5 | 0.0002 | 0 | 0 | 0 | [7 empty] | FALSE | 1 | 1 | TRUE
566 | STAY41-STYC11 (Transformer) |  | 285 | 711 | 266 | 400 | 132 | 7.9231 | 0.103 | 0 | 0 | 0 | [7 empty] | FALSE | 1 | 1 | TRUE
567 | STAY41-STYC12 (Transformer) |  | 285 | 681 | 271 | 400 | 132 | 7.8493 | 0.1046 | 0 | 0 | 0 | [7 empty] | FALSE | 1 | 1 | TRUE
568 | STEW21-STEN11 (Transformer) |  | 480 | 723 | 179 | 275 | 132 | 11.9012 | 0.3392 | 0 | 0 | 0 | [7 empty] | FALSE | 1 | 1 | TRUE
569 | STEW21-STEN11 (Transformer) |  | 480 | 723 | 138 | 275 | 132 | 11.6619 | 0.3328 | 0 | 0 | 0 | [7 empty] | FALSE | 1 | 1 | TRUE
570 | STEW21-STEN11 (Transformer) |  | 480 | 723 | 137 | 275 | 132 | 11.6619 | 0.3328 | 0 | 0 | 0 | [7 empty] | FALSE | 1 | 1 | TRUE
571 | STEW21-STES11 (Transformer) |  | 480 | 584 | 274 | 275 | 132 | 8.0648 | 0.1366 | 0 | 0 | 0 | [7 empty] | FALSE | 1 | 1 | TRUE
572 | STEW21-STES11 (Transformer) |  | 480 | 584 | 137 | 275 | 132 | 11.6619 | 0.3328 | 0 | 0 | 0 | [7 empty] | FALSE | 1 | 1 | TRUE
573 | STEW21-STES11 (Transformer) |  | 480 | 584 | 137 | 275 | 132 | 11.6619 | 0.3328 | 0 | 0 | 0 | [7 empty] | FALSE | 1 | 1 | TRUE
574 | STEW41-STEW21 (Transformer) |  | 244 | 480 | 1172 | 400 | 275 | 5 | 0.0211 | 0 | 0 | 0 | [7 empty] | FALSE | 1 | 1 | TRUE
575 | STEW41-STEW21 (Transformer) |  | 244 | 480 | 1165 | 400 | 275 | 5 | 0.0107 | 0 | 0 | 0 | [7 empty] | FALSE | 1 | 1 | TRUE
576 | STOB41-STOB11 (Transformer) |  | 321 | 717 | 240 | 400 | 132 | 7.9515 | 0.1307 | 0 | 0 | 0 | [7 empty] | FALSE | 1 | 1 | TRUE
577 | STOB41-STOB11 (Transformer) |  | 321 | 717 | 240 | 400 | 132 | 7.9515 | 0.1307 | 0 | 0 | 0 | [7 empty] | FALSE | 1 | 1 | TRUE
578 | STSB4B-STSB4A (Transformer) |  | 303 | 224 | 1999 | 400 | 400 | 5 | 0.0003 | 0 | 0 | 0 | [7 empty] | FALSE | 1 | 1 | TRUE
579 | SUND41-SUND11 (Transformer) |  | 247 | 734 | 278 | 400 | 132 | 7.8698 | 0.1303 | 0 | 0 | 0 | [7 empty] | FALSE | 1 | 1 | TRUE
580 | SUND41-SUND11 (Transformer) |  | 247 | 734 | 252 | 400 | 132 | 8.2453 | 0.1675 | 0 | 0 | 0 | [7 empty] | FALSE | 1 | 1 | TRUE
581 | SUND41-SUND31 (Transformer) |  | 247 | 819 | 150 | 400 | 33 | 15.019 | 0.2262 | 0 | 0 | 0 | [7 empty] | FALSE | 1 | 1 | TRUE
582 | SUND42-SUND11 (Transformer) |  | 243 | 734 | 254 | 400 | 132 | 8.2453 | 0.1675 | 0 | 0 | 0 | [7 empty] | FALSE | 1 | 1 | TRUE
583 | SUND42-SUND11 (Transformer) |  | 243 | 734 | 250 | 400 | 132 | 8.2453 | 0.1675 | 0 | 0 | 0 | [7 empty] | FALSE | 1 | 1 | TRUE
584 | SWAN22-SWAN11 (Transformer) |  | 488 | 709 | 211 | 275 | 132 | 8.0383 | 0.1646 | 0 | 0 | 0 | [7 empty] | FALSE | 1 | 1 | TRUE
585 | SWAN22-SWAN11 (Transformer) |  | 488 | 709 | 211 | 275 | 132 | 8.2361 | 0.1923 | 0 | 0 | 0 | [7 empty] | FALSE | 1 | 1 | TRUE
586 | SWAN41-SWAN11 (Transformer) |  | 172 | 709 | 256 | 400 | 132 | 7.8698 | 0.1303 | 0 | 0 | 0 | [7 empty] | FALSE | 1 | 1 | TRUE
587 | SWAN41-SWAN12 (Transformer) |  | 172 | 665 | 240 | 400 | 132 | 7.8698 | 0.1303 | 0 | 0 | 0 | [7 empty] | FALSE | 1 | 1 | TRUE
588 | SWAN41-SWAN21 (Transformer) |  | 172 | 430 | 1210 | 400 | 275 | 5 | 0.0182 | 0 | 0 | 0 | [7 empty] | FALSE | 1 | 1 | TRUE
589 | SWAN4A-SWAN22 (Transformer) |  | 190 | 488 | 851 | 400 | 275 | 5 | 0.0178 | 0 | 0 | 0 | [7 empty] | FALSE | 1 | 1 | TRUE
590 | SWAN4B-SWAN12 (Transformer) |  | 192 | 665 | 240 | 400 | 132 | 7.9515 | 0.1307 | 0 | 0 | 0 | [7 empty] | FALSE | 1 | 1 | TRUE
591 | TAUN41-TAUN11 (Transformer) |  | 213 | 764 | 240 | 400 | 132 | 8.1792 | 0.1049 | 0 | 0 | 0 | [7 empty] | FALSE | 1 | 1 | TRUE
592 | TAUN42-TAUN11 (Transformer) |  | 318 | 764 | 279 | 400 | 132 | 8.045 | 0.1459 | 0 | 0 | 0 | [7 empty] | FALSE | 1 | 1 | TRUE
593 | TEMP21-TEMP31 (Transformer) |  | 523 | 833 | 76 | 275 | 33 | 26.5771 | 0.7076 | 0 | 0 | 0 | [7 empty] | FALSE | 1 | 1 | TRUE
594 | TEMP22-TEMP31 (Transformer) |  | 389 | 833 | 76 | 275 | 33 | 26.5771 | 0.7076 | 0 | 0 | 0 | [7 empty] | FALSE | 1 | 1 | TRUE
595 | THOM21-THOM61 (Transformer) |  | 467 | 790 | 122 | 275 | 66 | 16.203 | 0.3985 | 0 | 0 | 0 | [7 empty] | FALSE | 1 | 1 | TRUE
596 | THOM41-THOM21 (Transformer) |  | 149 | 467 | 879 | 400 | 275 | 5 | 0.0189 | 0 | 0 | 0 | [7 empty] | FALSE | 1 | 1 | TRUE
597 | THOM41-THOM21 (Transformer) |  | 149 | 467 | 879 | 400 | 275 | 5 | 0.0185 | 0 | 0 | 0 | [7 empty] | FALSE | 1 | 1 | TRUE
598 | THOM42-THOM2A (Transformer) |  | 79 | 350 | 1100 | 400 | 275 | 5 | 0.0152 | 0 | 0 | 0 | [7 empty] | FALSE | 1 | 1 | TRUE
599 | THOM42-THOM61 (Transformer) |  | 79 | 790 | 180 | 400 | 66 | 13.1765 | 0.1844 | 0 | 0 | 0 | [7 empty] | FALSE | 1 | 1 | TRUE
600 | THUR21-THUR61 (Transformer) |  | 428 | 802 | 209 | 275 | 66 | 10.3241 | 0.2288 | 0 | 0 | 0 | [7 empty] | FALSE | 1 | 1 | TRUE
601 | THUR21-THUR61 (Transformer) |  | 428 | 802 | 209 | 275 | 66 | 10.3241 | 0.2288 | 0 | 0 | 0 | [7 empty] | FALSE | 1 | 1 | TRUE
602 | THUR21-THUR61 (Transformer) |  | 428 | 802 | 180 | 275 | 66 | 10.8431 | 0.1699 | 0 | 0 | 0 | [7 empty] | FALSE | 1 | 1 | TRUE
603 | TILB21-TILB11 (Transformer) |  | 476 | 720 | 240 | 275 | 132 | 8.1994 | 0.1004 | 0 | 0 | 0 | [7 empty] | FALSE | 1 | 1 | TRUE
604 | TILB21-TILB12 (Transformer) |  | 476 | 620 | 240 | 275 | 132 | 8.0952 | 0.1 | 0 | 0 | 0 | [7 empty] | FALSE | 1 | 1 | TRUE
605 | TILB41-TILB13 (Transformer) |  | 248 | 581 | 240 | 400 | 132 | 7.9515 | 0.1307 | 0 | 0 | 0 | [7 empty] | FALSE | 1 | 1 | TRUE
606 | TILB41-TILB14 (Transformer) |  | 248 | 667 | 278 | 400 | 132 | 7.8698 | 0.1303 | 0 | 0 | 0 | [7 empty] | FALSE | 1 | 1 | TRUE
607 | TILB4A-TILB21 (Transformer) |  | 267 | 476 | 1153 | 400 | 275 | 5 | 0.0376 | 0 | 0 | 0 | [7 empty] | FALSE | 1 | 1 | TRUE
608 | TILB4B-TILB21 (Transformer) |  | 28 | 476 | 1102 | 400 | 275 | 5 | 0.0117 | 0 | 0 | 0 | [7 empty] | FALSE | 1 | 1 | TRUE
609 | TINP21-TINP31 (Transformer) |  | 479 | 812 | 111 | 275 | 33 | 20.0944 | 0.4758 | 0 | 0 | 0 | [7 empty] | FALSE | 1 | 1 | TRUE
610 | TINP21-TINP32 (Transformer) |  | 479 | 820 | 135 | 275 | 33 | 24.0899 | 0.5083 | 0 | 0 | 0 | [7 empty] | FALSE | 1 | 1 | TRUE
611 | TINP22-TINP31 (Transformer) |  | 395 | 812 | 111 | 275 | 33 | 20.0944 | 0.4758 | 0 | 0 | 0 | [7 empty] | FALSE | 1 | 1 | TRUE
612 | TINP22-TINP32 (Transformer) |  | 395 | 820 | 172 | 275 | 33 | 24.0899 | 0.5083 | 0 | 0 | 0 | [7 empty] | FALSE | 1 | 1 | TRUE
613 | TODP21-TODP61 (Transformer) |  | 364 | 804 | 139 | 275 | 66 | 16.4953 | 0.3931 | 0 | 0 | 0 | [7 empty] | FALSE | 1 | 1 | TRUE
614 | TODP21-TODP61 (Transformer) |  | 364 | 804 | 101 | 275 | 66 | 16.6187 | 0.459 | 0 | 0 | 0 | [7 empty] | FALSE | 1 | 1 | TRUE
615 | TOTT21-TOTT11 (Transformer) |  | 510 | 612 | 265 | 275 | 132 | 8.6449 | 0.1266 | 0 | 0 | 0 | [7 empty] | FALSE | 1 | 1 | TRUE
616 | TOTT22-TOTT11 (Transformer) |  | 391 | 612 | 265 | 275 | 132 | 8.6449 | 0.1266 | 0 | 0 | 0 | [7 empty] | FALSE | 1 | 1 | TRUE
617 | TOTT23-TOTT12 (Transformer) |  | 466 | 551 | 265 | 275 | 132 | 8.3316 | 0.1688 | 0 | 0 | 0 | [7 empty] | FALSE | 1 | 1 | TRUE
618 | TOTT24-TOTT12 (Transformer) |  | 393 | 551 | 198 | 275 | 132 | 8.3648 | 0.179 | 0 | 0 | 0 | [7 empty] | FALSE | 1 | 1 | TRUE
619 | TRAW21-TRAW11 (Transformer) |  | 392 | 648 | 150 | 275 | 132 | 8.437 | 0.0937 | 0 | 0 | 0 | [7 empty] | FALSE | 1 | 1 | TRUE
620 | TRAW41-TRAW21 (Transformer) |  | 187 | 392 | 966 | 400 | 275 | 5 | 0.0132 | 0 | 0 | 0 | [7 empty] | FALSE | 1 | 1 | TRUE
621 | TRAW41-TRAW21 (Transformer) |  | 187 | 392 | 888 | 400 | 275 | 5 | 0.021 | 0 | 0 | 0 | [7 empty] | FALSE | 1 | 1 | TRUE
622 | TREM21-TREM31 (Transformer) |  | 508 | 823 | 116 | 275 | 33 | 17.894 | 0.4636 | 0 | 0 | 0 | [7 empty] | FALSE | 1 | 1 | TRUE
623 | TREM21-TREM31 (Transformer) |  | 508 | 823 | 115 | 275 | 33 | 20.7915 | 0.593 | 0 | 0 | 0 | [7 empty] | FALSE | 1 | 1 | TRUE
624 | TYNE21-TYNE11 (Transformer) |  | 435 | 536 | 279 | 275 | 132 | 8.0467 | 0.1221 | 0 | 0 | 0 | [7 empty] | FALSE | 1 | 1 | TRUE
625 | TYNE21-TYNE11 (Transformer) |  | 435 | 536 | 267 | 275 | 132 | 8.6331 | 0.1411 | 0 | 0 | 0 | [7 empty] | FALSE | 1 | 1 | TRUE
626 | TYNE21-TYNE51 (Transformer) |  | 435 | 848 | 44 | 275 | 11 | 35 | 1.2306 | 0 | 0 | 0 | [7 empty] | FALSE | 1 | 1 | TRUE
627 | TYNE2A-TYNE51 (Transformer) |  | 490 | 848 | 44 | 275 | 11 | 35 | 1.2306 | 0 | 0 | 0 | [7 empty] | FALSE | 1 | 1 | TRUE
628 | UPPB21-UPPB31 (Transformer) |  | 359 | 840 | 105 | 275 | 33 | 17.9527 | 0.5107 | 0 | 0 | 0 | [7 empty] | FALSE | 1 | 1 | TRUE
629 | UPPB21-UPPB31 (Transformer) |  | 359 | 840 | 105 | 275 | 33 | 17.894 | 0.4636 | 0 | 0 | 0 | [7 empty] | FALSE | 1 | 1 | TRUE
630 | UPPB22-UPPB11 (Transformer) |  | 379 | 545 | 262 | 275 | 132 | 8.4411 | 0.0979 | 0 | 0 | 0 | [7 empty] | FALSE | 1 | 1 | TRUE
631 | UPPB22-UPPB11 (Transformer) |  | 379 | 545 | 222 | 275 | 132 | 8.457 | 0.097 | 0 | 0 | 0 | [7 empty] | FALSE | 1 | 1 | TRUE
632 | USKM21-ALST31 (Transformer) |  | 331 | 845 | 116 | 275 | 33 | 18.2228 | 0.5135 | 0 | 0 | 0 | [7 empty] | FALSE | 1 | 1 | TRUE
633 | USKM21-ALST32 (Transformer) |  | 331 | 815 | 116 | 275 | 33 | 17.9527 | 0.5107 | 0 | 0 | 0 | [7 empty] | FALSE | 1 | 1 | TRUE
634 | USKM21-USKM11 (Transformer) |  | 331 | 685 | 312 | 275 | 132 | 8.0467 | 0.1221 | 0 | 0 | 0 | [7 empty] | FALSE | 1 | 1 | TRUE
635 | USKM21-USKM11 (Transformer) |  | 331 | 685 | 263 | 275 | 132 | 8.0467 | 0.1221 | 0 | 0 | 0 | [7 empty] | FALSE | 1 | 1 | TRUE
636 | USKM21-USKM12 (Transformer) |  | 331 | 638 | 263 | 275 | 132 | 8.0467 | 0.1221 | 0 | 0 | 0 | [7 empty] | FALSE | 1 | 1 | TRUE
637 | WALH41-PORH11 (Transformer) |  | 21 | 656 | 266 | 400 | 132 | 7.9231 | 0.103 | 0 | 0 | 0 | [7 empty] | FALSE | 1 | 1 | TRUE
638 | WALH41-PORH11 (Transformer) |  | 21 | 656 | 253 | 400 | 132 | 8.4008 | 0.1471 | 0 | 0 | 0 | [7 empty] | FALSE | 1 | 1 | TRUE
639 | WALH41-PORH11 (Transformer) |  | 21 | 656 | 240 | 400 | 132 | 7.8597 | 0.1036 | 0 | 0 | 0 | [7 empty] | FALSE | 1 | 1 | TRUE
640 | WALH41-PORH11 (Transformer) |  | 21 | 656 | 240 | 400 | 132 | 8.0197 | 0.1372 | 0 | 0 | 0 | [7 empty] | FALSE | 1 | 1 | TRUE
641 | WALP41-WALP11 (Transformer) |  | 234 | 609 | 274 | 400 | 132 | 7.891 | 0.1042 | 0 | 0 | 0 | [7 empty] | FALSE | 1 | 1 | TRUE
642 | WALP41-WALP11 (Transformer) |  | 234 | 609 | 278 | 400 | 132 | 7.9364 | 0.1304 | 0 | 0 | 0 | [7 empty] | FALSE | 1 | 1 | TRUE
643 | WALP41-WALP11 (Transformer) |  | 234 | 609 | 275 | 400 | 132 | 8.2849 | 0.1509 | 0 | 0 | 0 | [7 empty] | FALSE | 1 | 1 | TRUE
644 | WALP41-WALP11 (Transformer) |  | 234 | 609 | 275 | 400 | 132 | 8.0984 | 0.1621 | 0 | 0 | 0 | [7 empty] | FALSE | 1 | 1 | TRUE
645 | WALP41-WALP11 (Transformer) |  | 234 | 609 | 274 | 400 | 132 | 7.9134 | 0.1759 | 0 | 0 | 0 | [7 empty] | FALSE | 1 | 1 | TRUE
646 | WARL21-WARL11 (Transformer) |  | 496 | 716 | 278 | 275 | 132 | 8.6449 | 0.1266 | 0 | 0 | 0 | [7 empty] | FALSE | 1 | 1 | TRUE
647 | WARL21-WARL11 (Transformer) |  | 496 | 716 | 278 | 275 | 132 | 8.6449 | 0.1266 | 0 | 0 | 0 | [7 empty] | FALSE | 1 | 1 | TRUE
648 | WARL21-WARL11 (Transformer) |  | 496 | 716 | 264 | 275 | 132 | 8.6449 | 0.1266 | 0 | 0 | 0 | [7 empty] | FALSE | 1 | 1 | TRUE
649 | WASF2A-WASF1A (Transformer) |  | 340 | 782 | 207 | 275 | 132 | 7.9698 | 0.197 | 0 | 0 | 0 | [7 empty] | FALSE | 1 | 1 | TRUE
650 | WASF2B-WASF1B (Transformer) |  | 450 | 637 | 207 | 275 | 132 | 7.9698 | 0.197 | 0 | 0 | 0 | [7 empty] | FALSE | 1 | 1 | TRUE
651 | WATS21-WATS11 (Transformer) |  | 418 | 555 | 279 | 275 | 132 | 8.1742 | 0.1382 | 0 | 0 | 0 | [7 empty] | FALSE | 1 | 1 | TRUE
652 | WATS21-WATS12 (Transformer) |  | 418 | 686 | 127 | 275 | 132 | 11.136 | 0.3567 | 0 | 0 | 0 | [7 empty] | FALSE | 1 | 1 | TRUE
653 | WATS21-WATS12 (Transformer) |  | 418 | 686 | 126 | 275 | 132 | 11.136 | 0.3567 | 0 | 0 | 0 | [7 empty] | FALSE | 1 | 1 | TRUE
654 | WATS22-WATS11 (Transformer) |  | 447 | 555 | 266 | 275 | 132 | 8.4361 | 0.1392 | 0 | 0 | 0 | [7 empty] | FALSE | 1 | 1 | TRUE
655 | WATS22-WATS11 (Transformer) |  | 447 | 555 | 189 | 275 | 132 | 8.081 | 0.1923 | 0 | 0 | 0 | [7 empty] | FALSE | 1 | 1 | TRUE
656 | WBOL21-WBOL61 (Transformer) |  | 484 | 794 | 180 | 275 | 66 | 10.9763 | 0.1809 | 0 | 0 | 0 | [7 empty] | FALSE | 1 | 1 | TRUE
657 | WBOL21-WBOL61 (Transformer) |  | 484 | 794 | 134 | 275 | 66 | 16.5344 | 0.4736 | 0 | 0 | 0 | [7 empty] | FALSE | 1 | 1 | TRUE
658 | WBOL21-WBOL61 (Transformer) |  | 484 | 794 | 127 | 275 | 66 | 16.7215 | 0.3726 | 0 | 0 | 0 | [7 empty] | FALSE | 1 | 1 | TRUE
659 | WBOL21-WBOL61 (Transformer) |  | 484 | 794 | 127 | 275 | 66 | 16.7215 | 0.3726 | 0 | 0 | 0 | [7 empty] | FALSE | 1 | 1 | TRUE
660 | WBUR42-WBUR11 (Transformer) |  | 295 | 633 | 263 | 400 | 132 | 8.6648 | 0.1175 | 0 | 0 | 0 | [7 empty] | FALSE | 1 | 1 | TRUE
661 | WBUR42-WBUR12 (Transformer) |  | 295 | 627 | 265 | 400 | 132 | 8.6648 | 0.1175 | 0 | 0 | 0 | [7 empty] | FALSE | 1 | 1 | TRUE
662 | WHAM41-WHAM11 (Transformer) |  | 50 | 682 | 263 | 400 | 132 | 7.9231 | 0.103 | 0 | 0 | 0 | [7 empty] | FALSE | 1 | 1 | TRUE
663 | WHAM41-WHAM12 (Transformer) |  | 50 | 560 | 271 | 400 | 132 | 7.9231 | 0.103 | 0 | 0 | 0 | [7 empty] | FALSE | 1 | 1 | TRUE
664 | WHAM41-WHAM12 (Transformer) |  | 50 | 560 | 263 | 400 | 132 | 7.9352 | 0.1057 | 0 | 0 | 0 | [7 empty] | FALSE | 1 | 1 | TRUE
665 | WHAM41-WHAM4A (Transformer) |  | 50 | 275 | 2000 | 400 | 400 | 5 | 0.001 | 0 | 0 | 0 | [7 empty] | FALSE | 1 | 1 | TRUE
666 | WHAM41-WHAM4B (Transformer) |  | 50 | 277 | 2000 | 400 | 400 | 5 | 0.001 | 0 | 0 | 0 | [7 empty] | FALSE | 1 | 1 | TRUE
667 | WHGA21-WHGA11 (Transformer) |  | 503 | 605 | 279 | 275 | 132 | 8.097 | 0.1623 | 0 | 0 | 0 | [7 empty] | FALSE | 1 | 1 | TRUE
668 | WHGA21-WHGA11 (Transformer) |  | 503 | 605 | 279 | 275 | 132 | 8.097 | 0.1623 | 0 | 0 | 0 | [7 empty] | FALSE | 1 | 1 | TRUE
669 | WHGA21-WHGA11 (Transformer) |  | 503 | 605 | 279 | 275 | 132 | 8.097 | 0.1623 | 0 | 0 | 0 | [7 empty] | FALSE | 1 | 1 | TRUE
670 | WHSO21-WHSO2A (Transformer) |  | 509 | 345 | 750 | 275 | 275 | 5 | 0.005 | 0 | 0 | 0 | [7 empty] | FALSE | 1 | 1 | TRUE
671 | WHSO21-WHSO31 (Transformer) |  | 509 | 827 | 100 | 275 | 33 | 19.1375 | 0.5913 | 0 | 0 | 0 | [7 empty] | FALSE | 1 | 1 | TRUE
672 | WHSO21-WHSO31 (Transformer) |  | 509 | 827 | 100 | 275 | 33 | 19.1375 | 0.5913 | 0 | 0 | 0 | [7 empty] | FALSE | 1 | 1 | TRUE
673 | WHSO21-WHSO32 (Transformer) |  | 509 | 828 | 100 | 275 | 33 | 19.1375 | 0.5913 | 0 | 0 | 0 | [7 empty] | FALSE | 1 | 1 | TRUE
674 | WHSO22-WHSO2B (Transformer) |  | 444 | 329 | 750 | 275 | 275 | 5 | 0.005 | 0 | 0 | 0 | [7 empty] | FALSE | 1 | 1 | TRUE
675 | WHSO22-WHSO32 (Transformer) |  | 444 | 828 | 100 | 275 | 33 | 19.0842 | 0.5913 | 0 | 0 | 0 | [7 empty] | FALSE | 1 | 1 | TRUE
676 | WHSO41-WHSO22 (Transformer) |  | 178 | 444 | 886 | 400 | 275 | 5 | 0.0185 | 0 | 0 | 0 | [7 empty] | FALSE | 1 | 1 | TRUE
677 | WIBA21-WIBA31 (Transformer) |  | 487 | 832 | 114 | 275 | 33 | 25.9931 | 0.6006 | 0 | 0 | 0 | [7 empty] | FALSE | 1 | 1 | TRUE
678 | WIBA21-WIBA31 (Transformer) |  | 487 | 832 | 114 | 275 | 33 | 25.9931 | 0.6006 | 0 | 0 | 0 | [7 empty] | FALSE | 1 | 1 | TRUE
679 | WIEN2A-WIEN11 (Transformer) |  | 420 | 602 | 240 | 275 | 132 | 8.1202 | 0.1 | 0 | 0 | 0 | [7 empty] | FALSE | 1 | 1 | TRUE
680 | WIEN2B-WIEN11 (Transformer) |  | 474 | 602 | 296 | 275 | 132 | 8.0648 | 0.1366 | 0 | 0 | 0 | [7 empty] | FALSE | 1 | 1 | TRUE
681 | WILE41-WILL11 (Transformer) |  | 163 | 786 | 271 | 400 | 132 | 7.8493 | 0.1046 | 0 | 0 | 0 | [7 empty] | FALSE | 1 | 1 | TRUE
682 | WILE41-WILL11 (Transformer) |  | 163 | 786 | 269 | 400 | 132 | 7.8698 | 0.1303 | 0 | 0 | 0 | [7 empty] | FALSE | 1 | 1 | TRUE
683 | WILE41-WILL12 (Transformer) |  | 163 | 722 | 278 | 400 | 132 | 8.3458 | 0.1035 | 0 | 0 | 0 | [7 empty] | FALSE | 1 | 1 | TRUE
684 | WILE41-WILL21 (Transformer) |  | 163 | 414 | 686 | 400 | 275 | 5 | 0.0268 | 0 | 0 | 0 | [7 empty] | FALSE | 1 | 1 | TRUE
685 | WILL21-WILL11 (Transformer) |  | 414 | 786 | 140 | 275 | 132 | 12.2467 | 0.2847 | 0 | 0 | 0 | [7 empty] | FALSE | 1 | 1 | TRUE
686 | WILL21-WILL12 (Transformer) |  | 414 | 722 | 140 | 275 | 132 | 12.2467 | 0.2847 | 0 | 0 | 0 | [7 empty] | FALSE | 1 | 1 | TRUE
687 | WILT2A-GRST61 (Transformer) |  | 451 | 806 | 207 | 275 | 66 | 12.4456 | 0.3151 | 0 | 0 | 0 | [7 empty] | FALSE | 1 | 1 | TRUE
688 | WILT2B-GRST61 (Transformer) |  | 424 | 806 | 207 | 275 | 66 | 12.4456 | 0.3151 | 0 | 0 | 0 | [7 empty] | FALSE | 1 | 1 | TRUE
689 | WILT2C-GRST61 (Transformer) |  | 338 | 806 | 198 | 275 | 66 | 10.8456 | 0.2275 | 0 | 0 | 0 | [7 empty] | FALSE | 1 | 1 | TRUE
690 | WILT2D-GRST61 (Transformer) |  | 461 | 806 | 206 | 275 | 66 | 12.4333 | 0.2972 | 0 | 0 | 0 | [7 empty] | FALSE | 1 | 1 | TRUE
691 | WIMB41-WIMB11 (Transformer) |  | 288 | 690 | 240 | 400 | 132 | 7.753 | 0.1366 | 0 | 0 | 0 | [7 empty] | FALSE | 1 | 1 | TRUE
692 | WIMB41-WIMB11 (Transformer) |  | 288 | 690 | 240 | 400 | 132 | 7.8698 | 0.1303 | 0 | 0 | 0 | [7 empty] | FALSE | 1 | 1 | TRUE
693 | WIMB41-WIMB11 (Transformer) |  | 288 | 690 | 240 | 400 | 132 | 7.8698 | 0.1303 | 0 | 0 | 0 | [7 empty] | FALSE | 1 | 1 | TRUE
694 | WIMB41-WIMB11 (Transformer) |  | 288 | 690 | 240 | 400 | 132 | 7.753 | 0.1354 | 0 | 0 | 0 | [7 empty] | FALSE | 1 | 1 | TRUE
695 | WIMB41-WIMB11 (Transformer) |  | 288 | 690 | 240 | 400 | 132 | 7.8698 | 0.1303 | 0 | 0 | 0 | [7 empty] | FALSE | 1 | 1 | TRUE
696 | WIMB41-WIMB21 (Transformer) |  | 288 | 411 | 950 | 400 | 275 | 5 | 0.014 | 0 | 0 | 0 | [7 empty] | FALSE | 1 | 1 | TRUE
697 | WISD21-WISD11 (Transformer) |  | 335 | 613 | 240 | 275 | 132 | 7.8956 | 0.1845 | 0 | 0 | 0 | [7 empty] | FALSE | 1 | 1 | TRUE
698 | WISD21-WISD11 (Transformer) |  | 335 | 613 | 257 | 275 | 132 | 7.9774 | 0.167 | 0 | 0 | 0 | [7 empty] | FALSE | 1 | 1 | TRUE
699 | WISD21-WISD11 (Transformer) |  | 335 | 613 | 240 | 275 | 132 | 7.9774 | 0.167 | 0 | 0 | 0 | [7 empty] | FALSE | 1 | 1 | TRUE
700 | WISD21-WISD11 (Transformer) |  | 335 | 613 | 240 | 275 | 132 | 8.433 | 0.0723 | 0 | 0 | 0 | [7 empty] | FALSE | 1 | 1 | TRUE
701 | WISD21-WISD2A (Transformer) |  | 335 | 512 | 750 | 275 | 275 | 5 | 0.002 | 0 | 0 | 0 | [7 empty] | FALSE | 1 | 1 | TRUE
702 | WISD21-WISD61 (Transformer) |  | 335 | 793 | 201 | 275 | 66 | 14.3298 | 0.3204 | 0 | 0 | 0 | [7 empty] | FALSE | 1 | 1 | TRUE
703 | WISD21-WISD61 (Transformer) |  | 335 | 793 | 200 | 275 | 66 | 14.3298 | 0.3204 | 0 | 0 | 0 | [7 empty] | FALSE | 1 | 1 | TRUE
704 | WISD21-WISD61 (Transformer) |  | 335 | 793 | 200 | 275 | 66 | 14.3298 | 0.3204 | 0 | 0 | 0 | [7 empty] | FALSE | 1 | 1 | TRUE
705 | WISD41-WISD21 (Transformer) |  | 118 | 335 | 949 | 400 | 275 | 5 | 0.0152 | 0 | 0 | 0 | [7 empty] | FALSE | 1 | 1 | TRUE
706 | WISD42-WISD21 (Transformer) |  | 96 | 335 | 949 | 400 | 275 | 5 | 0.0152 | 0 | 0 | 0 | [7 empty] | FALSE | 1 | 1 | TRUE
707 | WMEL21-WMEL11 (Transformer) |  | 355 | 597 | 130 | 275 | 132 | 12.2479 | 0.2264 | 0 | 0 | 0 | [7 empty] | FALSE | 1 | 1 | TRUE
708 | WMEL21-WMEL11 (Transformer) |  | 355 | 597 | 130 | 275 | 132 | 12.2479 | 0.2264 | 0 | 0 | 0 | [7 empty] | FALSE | 1 | 1 | TRUE
709 | WMEL21-WMEL11 (Transformer) |  | 355 | 597 | 129 | 275 | 132 | 12.2479 | 0.2264 | 0 | 0 | 0 | [7 empty] | FALSE | 1 | 1 | TRUE
710 | WMEL21-WMEL11 (Transformer) |  | 355 | 597 | 129 | 275 | 132 | 12.2479 | 0.2264 | 0 | 0 | 0 | [7 empty] | FALSE | 1 | 1 | TRUE
711 | WMEL21-WMEL12 (Transformer) |  | 355 | 664 | 199 | 275 | 132 | 8.2209 | 0.1492 | 0 | 0 | 0 | [7 empty] | FALSE | 1 | 1 | TRUE
712 | WMEL21-WMEL12 (Transformer) |  | 355 | 664 | 199 | 275 | 132 | 8.2209 | 0.1492 | 0 | 0 | 0 | [7 empty] | FALSE | 1 | 1 | TRUE
713 | WMEL21-WMEL12 (Transformer) |  | 355 | 664 | 197 | 275 | 132 | 8.2361 | 0.1923 | 0 | 0 | 0 | [7 empty] | FALSE | 1 | 1 | TRUE
714 | WTHU4A-WTHU31 (Transformer) |  | 272 | 811 | 100 | 400 | 33 | 31.2457 | 0.5201 | 0 | 0 | 0 | [7 empty] | FALSE | 1 | 1 | TRUE
715 | WTHU4B-WTHU31 (Transformer) |  | 206 | 811 | 100 | 400 | 33 | 31.2457 | 0.5201 | 0 | 0 | 0 | [7 empty] | FALSE | 1 | 1 | TRUE
716 | WWEY21-WWEY11 (Transformer) |  | 506 | 694 | 280 | 275 | 132 | 8.097 | 0.2188 | 0 | 0 | 0 | [7 empty] | FALSE | 1 | 1 | TRUE
717 | WWEY21-WWEY12 (Transformer) |  | 506 | 726 | 250 | 275 | 132 | 8.4614 | 0.1382 | 0 | 0 | 0 | [7 empty] | FALSE | 1 | 1 | TRUE
718 | WWEY22-WWEY12 (Transformer) |  | 483 | 726 | 240 | 275 | 132 | 8.4489 | 0.1382 | 0 | 0 | 0 | [7 empty] | FALSE | 1 | 1 | TRUE
719 | WWEY4A-WWEY21 (Transformer) |  | 273 | 506 | 750 | 400 | 275 | 5 | 0.017 | 0 | 0 | 0 | [7 empty] | FALSE | 1 | 1 | TRUE
720 | WWEY4A-WWEY22 (Transformer) |  | 273 | 483 | 886 | 400 | 275 | 5 | 0.0185 | 0 | 0 | 0 | [7 empty] | FALSE | 1 | 1 | TRUE
721 | WWEY4B-WWEY21 (Transformer) |  | 106 | 506 | 845 | 400 | 275 | 5 | 0.0178 | 0 | 0 | 0 | [7 empty] | FALSE | 1 | 1 | TRUE
722 | WWEY4B-WWEY2A (Transformer) |  | 106 | 516 | 845 | 400 | 275 | 5 | 0.0178 | 0 | 0 | 0 | [7 empty] | FALSE | 1 | 1 | TRUE
723 | WYLF41-WYLF11 (Transformer) |  | 83 | 691 | 276 | 400 | 132 | 8.2849 | 0.1509 | 0 | 0 | 0 | [7 empty] | FALSE | 1 | 1 | TRUE
724 | WYLF41-WYLF11 (Transformer) |  | 83 | 691 | 276 | 400 | 132 | 8.2849 | 0.1509 | 0 | 0 | 0 | [7 empty] | FALSE | 1 | 1 | TRUE
725 | WYLF41-WYLF11 (Transformer) |  | 83 | 691 | 269 | 400 | 132 | 8.3873 | 0.1229 | 0 | 0 | 0 | [7 empty] | FALSE | 1 | 1 | TRUE
726 | WYMO41-WYMO11 (Transformer) |  | 47 | 565 | 273 | 400 | 132 | 7.8698 | 0.1303 | 0 | 0 | 0 | [7 empty] | FALSE | 1 | 1 | TRUE
727 | WYMO41-WYMO11 (Transformer) |  | 47 | 565 | 273 | 400 | 132 | 8.2849 | 0.1509 | 0 | 0 | 0 | [7 empty] | FALSE | 1 | 1 | TRUE
728 | WYMO41-WYMO11 (Transformer) |  | 47 | 565 | 273 | 400 | 132 | 8.2849 | 0.1509 | 0 | 0 | 0 | [7 empty] | FALSE | 1 | 1 | TRUE
729 | WYMO41-WYMO11 (Transformer) |  | 47 | 565 | 273 | 400 | 132 | 7.8698 | 0.1303 | 0 | 0 | 0 | [7 empty] | FALSE | 1 | 1 | TRUE
730 | BARK22-BARK11 (Transformer) |  | 390 | 781 | 240 | 275 | 132 | 8.3927 | 0.1183 | 0 | 0 | 0 | [7 empty] | FALSE | 1 | 1 | TRUE
731 | BRIN41-BRIN22 (Transformer) |  | 218 | 341 | 1100 | 400 | 275 | 5 | 0.0133 | 0 | 0 | 0 | [7 empty] | FALSE | 1 | 1 | TRUE
732 | BRWA4A-BRWA11 (Transformer) |  | 241 | 604 | 240 | 400 | 132 | 8.2285 | 0.1047 | 0 | 0 | 0 | [7 empty] | FALSE | 1 | 1 | TRUE
733 | CITR41-CITR12 (Transformer) |  | 203 | 679 | 278 | 400 | 132 | 8.2492 | 0.1132 | 0 | 0 | 0 | [7 empty] | FALSE | 1 | 1 | TRUE
734 | IVER4A-IVER22 (Transformer) |  | 60 | 367 | 1100 | 400 | 275 | 5 | 0.0133 | 0 | 0 | 0 | [7 empty] | FALSE | 1 | 1 | TRUE
735 | LALE21-LALE31 (Transformer) |  | 330 | 837 | 120 | 275 | 33 | 24.6692 | 0.4848 | 0 | 0 | 0 | [7 empty] | FALSE | 1 | 1 | TRUE
736 | LALE21-LALE31 (Transformer) |  | 330 | 837 | 120 | 275 | 33 | 24.6692 | 0.4848 | 0 | 0 | 0 | [7 empty] | FALSE | 1 | 1 | TRUE
737 | LHOR4A-LHOR11 (Transformer) |  | 144 | 594 | 240 | 400 | 132 | 8.1976 | 0.1373 | 0 | 0 | 0 | [7 empty] | FALSE | 1 | 1 | TRUE
738 | LHOR4B-LHOR11 (Transformer) |  | 283 | 594 | 240 | 400 | 132 | 7.9515 | 0.1307 | 0 | 0 | 0 | [7 empty] | FALSE | 1 | 1 | TRUE
739 | OLDB2A-OLDB11 (Transformer) |  | 524 | 721 | 261 | 275 | 132 | 8.6081 | 0.1594 | 0 | 0 | 0 | [7 empty] | FALSE | 1 | 1 | TRUE
740 | SAFO41-SAFO11 (Transformer) |  | 324 | 760 | 240 | 400 | 132 | 8.1656 | 0.1054 | 0 | 0 | 0 | [7 empty] | FALSE | 1 | 1 | TRUE
741 | SAFO41-SAFO11 (Transformer) |  | 324 | 760 | 240 | 400 | 132 | 8.1606 | 0.1054 | 0 | 0 | 0 | [7 empty] | FALSE | 1 | 1 | TRUE
742 | TRAW21-TRAW11 (Transformer) |  | 392 | 648 | 240 | 275 | 132 | 8.1994 | 0.1004 | 0 | 0 | 0 | [7 empty] | FALSE | 1 | 1 | TRUE
743 | WHAM41-WHAM11 (Transformer) |  | 50 | 682 | 264 | 400 | 132 | 7.9352 | 0.1057 | 0 | 0 | 0 | [7 empty] | FALSE | 1 | 1 | TRUE
744 | WWEY22-WWEY11 (Transformer) |  | 483 | 694 | 240 | 275 | 132 | 8.1333 | 0.1007 | 0 | 0 | 0 | [7 empty] | FALSE | 1 | 1 | TRUE
745 | BRWA41-BRWA11 (Transformer) |  | 102 | 604 | 240 | 400 | 132 | 8.2285 | 0.1047 | 0 | 0 | 0 | [7 empty] | FALSE | 1 | 1 | TRUE
746 | CITR41-CITR12 (Transformer) |  | 203 | 679 | 278 | 400 | 132 | 8.2492 | 0.1132 | 0 | 0 | 0 | [7 empty] | FALSE | 1 | 1 | TRUE
747 | COVE21-COVE12 (Transformer) |  | 454 | 557 | 240 | 275 | 132 | 8.1994 | 0.1004 | 0 | 0 | 0 | [7 empty] | FALSE | 1 | 1 | TRUE
748 | MILH21-MILH11 (Transformer) |  | 386 | 593 | 240 | 275 | 132 | 8.1994 | 0.1004 | 0 | 0 | 0 | [7 empty] | FALSE | 1 | 1 | TRUE
749 | WIMB41-WIMB11 (Transformer) |  | 288 | 690 | 240 | 400 | 132 | 7.8698 | 0.1303 | 0 | 0 | 0 | [7 empty] | FALSE | 1 | 1 | TRUE
750 | WIMB41-WIMB21 (Transformer) |  | 288 | 411 | 950 | 400 | 275 | 5 | 0.014 | 0 | 0 | 0 | [7 empty] | FALSE | 1 | 1 | TRUE
751 | BENR41-BENR11 (Transformer) |  | 259 | 751 | 240 | 400 | 132 | 7.8698 | 0.1303 | 0 | 0 | 0 | [7 empty] | FALSE | 1 | 1 | TRUE
752 | BENR41-BENR11 (Transformer) |  | 259 | 751 | 240 | 400 | 132 | 7.8698 | 0.1303 | 0 | 0 | 0 | [7 empty] | FALSE | 1 | 1 | TRUE
753 | CITR41-CITR11 (Transformer) |  | 203 | 534 | 278 | 400 | 132 | 8.2492 | 0.1132 | 0 | 0 | 0 | [7 empty] | FALSE | 1 | 1 | TRUE
754 | HARG41-HARG11 (Transformer) |  | 110 | 708 | 240 | 400 | 132 | 7.4973 | 0.148 | 0 | 0 | 0 | [7 empty] | FALSE | 1 | 1 | TRUE
755 | HARG41-HARG11 (Transformer) |  | 110 | 708 | 240 | 400 | 132 | 7.4973 | 0.148 | 0 | 0 | 0 | [7 empty] | FALSE | 1 | 1 | TRUE
756 | HARG41-HARG11 (Transformer) |  | 110 | 708 | 240 | 400 | 132 | 7.4973 | 0.148 | 0 | 0 | 0 | [7 empty] | FALSE | 1 | 1 | TRUE
757 | HARG41-HARG11 (Transformer) |  | 110 | 708 | 240 | 400 | 132 | 7.4973 | 0.148 | 0 | 0 | 0 | [7 empty] | FALSE | 1 | 1 | TRUE
758 | HARG41-HARG11 (Transformer) |  | 110 | 708 | 240 | 400 | 132 | 7.4973 | 0.148 | 0 | 0 | 0 | [7 empty] | FALSE | 1 | 1 | TRUE
759 | HARG41-HARG11 (Transformer) |  | 110 | 708 | 240 | 400 | 132 | 7.4973 | 0.148 | 0 | 0 | 0 | [7 empty] | FALSE | 1 | 1 | TRUE
760 | HARG41-HARK21 (Transformer) |  | 110 | 448 | 1100 | 400 | 275 | 5 | 0.0152 | 0 | 0 | 0 | [7 empty] | FALSE | 1 | 1 | TRUE
761 | HARG41-HARK21 (Transformer) |  | 110 | 448 | 1100 | 400 | 275 | 5 | 0.0152 | 0 | 0 | 0 | [7 empty] | FALSE | 1 | 1 | TRUE
762 | NEWX41-NEWX21 (Transformer) |  | 147 | 372 | 1100 | 400 | 275 | 5 | 0.0132 | 0 | 0 | 0 | [7 empty] | FALSE | 1 | 1 | TRUE
763 | NEWX4A-NEWX21 (Transformer) |  | 251 | 372 | 1100 | 400 | 275 | 5 | 0.0132 | 0 | 0 | 0 | [7 empty] | FALSE | 1 | 1 | TRUE
764 | BRIM4C-BRIM11 (Transformer) |  | 306 | 661 | 262 | 400 | 132 | 7.974 | 0.1264 | 0 | 0 | 0 | [7 empty] | FALSE | 1 | 1 | TRUE
765 | BRIM4D-BRIM11 (Transformer) |  | 150 | 661 | 262 | 400 | 132 | 7.974 | 0.1264 | 0 | 0 | 0 | [7 empty] | FALSE | 1 | 1 | TRUE
766 | HACK41-HACK61 (Transformer) |  | 135 | 791 | 278 | 400 | 66 | 12.1324 | 0.1529 | 0 | 0 | 0 | [7 empty] | FALSE | 1 | 1 | TRUE
767 | HACK41-HACK61 (Transformer) |  | 135 | 791 | 278 | 400 | 66 | 12.1324 | 0.1529 | 0 | 0 | 0 | [7 empty] | FALSE | 1 | 1 | TRUE
768 | HARG41-HARG11 (Transformer) |  | 110 | 708 | 1100 | 400 | 132 | 5 | 0.0152 | 0 | 0 | 0 | [7 empty] | FALSE | 1 | 1 | TRUE
769 | HAWP41-HAWP21 (Transformer) |  | 12 | 519 | 1000 | 400 | 275 | 5 | 0.0132 | 0 | 0 | 0 | [7 empty] | FALSE | 1 | 1 | TRUE
770 | MONF42-MONF22 (Transformer) |  | 27 | 438 | 1000 | 400 | 275 | 5 | 0.0176 | 0 | 0 | 0 | [7 empty] | FALSE | 1 | 1 | TRUE
771 | MONF42-MONF2A (Transformer) |  | 27 | 505 | 1100 | 400 | 275 | 5 | 0.0152 | 0 | 0 | 0 | [7 empty] | FALSE | 1 | 1 | TRUE
772 | MONF42-MONF2A (Transformer) |  | 27 | 505 | 1100 | 400 | 275 | 5 | 0.0152 | 0 | 0 | 0 | [7 empty] | FALSE | 1 | 1 | TRUE
773 | MONF42-MONF2B (Transformer) |  | 27 | 495 | 1100 | 400 | 275 | 5 | 0.0152 | 0 | 0 | 0 | [7 empty] | FALSE | 1 | 1 | TRUE
774 | MONF42-MONF2B (Transformer) |  | 27 | 495 | 1100 | 400 | 275 | 5 | 0.0152 | 0 | 0 | 0 | [7 empty] | FALSE | 1 | 1 | TRUE
775 | PELH41-PELH4A (Transformer) |  | 194 | 107 | 2750 | 400 | 400 | 5 | 0.0071 | 0 | 0 | 0 | [7 empty] | FALSE | 1 | 1 | TRUE
776 | PELH41-PELH4B (Transformer) |  | 194 | 111 | 2750 | 400 | 400 | 5 | 0.0071 | 0 | 0 | 0 | [7 empty] | FALSE | 1 | 1 | TRUE
777 | TWIN4A-TWIN11 (Transformer) |  | 231 | 574 | 278 | 400 | 132 | 8.1976 | 0.1373 | 0 | 0 | 0 | [7 empty] | FALSE | 1 | 1 | TRUE
778 | TWIN4B -TWIN11 (Transformer) |  | 214 | 574 | 278 | 400 | 132 | 8.1976 | 0.1373 | 0 | 0 | 0 | [7 empty] | FALSE | 1 | 1 | TRUE
779 | WALX41-WALX2A (Transformer) |  | 120 | 471 | 1136 | 400 | 275 | 5 | 0.0176 | 0 | 0 | 0 | [7 empty] | FALSE | 1 | 1 | TRUE
780 | WALX41-WALX2B (Transformer) |  | 120 | 464 | 1136 | 400 | 275 | 5 | 0.0176 | 0 | 0 | 0 | [7 empty] | FALSE | 1 | 1 | TRUE
781 | YORK4A-OVER21 (Transformer) |  | 127 | 382 | 1100 | 400 | 275 | 5 | 0.0152 | 0 | 0 | 0 | [7 empty] | FALSE | 1 | 1 | TRUE
782 | YORK4A-OVER21 (Transformer) |  | 127 | 382 | 1100 | 400 | 275 | 5 | 0.0152 | 0 | 0 | 0 | [7 empty] | FALSE | 1 | 1 | TRUE
783 | YORK4B-OVER21 (Transformer) |  | 63 | 382 | 1100 | 400 | 275 | 5 | 0.0152 | 0 | 0 | 0 | [7 empty] | FALSE | 1 | 1 | TRUE
784 | YORK4B-OVER21 (Transformer) |  | 63 | 382 | 1100 | 400 | 275 | 5 | 0.0152 | 0 | 0 | 0 | [7 empty] | FALSE | 1 | 1 | TRUE

## impedance
| name | from_bus | to_bus | rft_pu | xft_pu | rtf_pu | xtf_pu | sn_mva | in_service
0 | DIDC41-DIDC41 (Series Reactor) | 41 | 41 | 0.63 | 50 | 0.63 | 50 | 2640 | TRUE
1 | DRAX41-DRAX42 (Series Reactor) | 167 | 252 | 0.6 | 200 | 0.6 | 200 | 1320 | TRUE
2 | ELST41-ELST4A (Series Reactor) | 264 | 114 | 1.25 | 100 | 1.25 | 100 | 2000 | TRUE
3 | FIDF21-FIDF21 (Series Reactor) | 518 | 518 | 1.25 | 100 | 1.25 | 100 | 750 | TRUE
4 | FIDF21-FIDF21 (Series Reactor) | 518 | 518 | 1.25 | 100 | 1.25 | 100 | 750 | TRUE
5 | GRAI41-GRAI41 (Series Reactor) | 201 | 201 | 0.27 | 230.91 | 0.27 | 230.91 | 2002 | TRUE
6 | GRAI41-GRAI41 (Zero Length) | 201 | 201 | 0.0001 | 0.0001 | 0.0001 | 0.0001 | 2971 | TRUE
7 | GRAI41-GRAI41 (Zero Length) | 201 | 201 | 0.0001 | 0.0001 | 0.0001 | 0.0001 | 2971 | TRUE
8 | GRAI41-GRAI41 (Zero Length) | 201 | 201 | 0.0001 | 0.0001 | 0.0001 | 0.0001 | 2971 | TRUE
9 | HUTT41-HUTT42 (Series Capacitor) | 287 | 245 | 0.0001 | 0.0001 | 0.0001 | 0.0001 | 99999 | TRUE
10 | HUTT41-HUTT43 (Series Capacitor) | 287 | 85 | 0.0001 | 0.0001 | 0.0001 | 0.0001 | 99999 | TRUE
11 | KILL41-KILL41 (Series Reactor) | 72 | 72 | 0.0001 | 100 | 0.0001 | 100 | 2750 | TRUE
12 | KINO41-KINO41 (Series Reactor) | 242 | 242 | 0.27 | 200 | 0.27 | 200 | 2002 | TRUE
13 | KINO41-KINO41 (Series Reactor) | 242 | 242 | 0.27 | 200 | 0.27 | 200 | 2002 | TRUE
14 | LISD21-LISD2A (Series Reactor) | 472 | 494 | 1.73 | 138.7 | 1.73 | 138.7 | 740 | TRUE
15 | MANN41-MANN41 (Zero Length) | 223 | 223 | 0.0001 | 0.0001 | 0.0001 | 0.0001 | 2971 | TRUE
16 | MANN41-MANN41 (Zero Length) | 223 | 223 | 0.0001 | 0.0001 | 0.0001 | 0.0001 | 2971 | TRUE
17 | MARH41-MARH4A (Zero Length) | 290 | 210 | 0.0001 | 0.0001 | 0.0001 | 0.0001 | 2860 | TRUE
18 | MARH42-MARH4B (Zero Length) | 188 | 153 | 0.0001 | 0.0001 | 0.0001 | 0.0001 | 2860 | TRUE
19 | NECT41-NECT4A (Zero Length) | 53 | 240 | 0.0001 | 0.0001 | 0.0001 | 0.0001 | 1250 | TRUE
20 | NECT41-NECT4B (Zero Length) | 53 | 165 | 0.0001 | 0.0001 | 0.0001 | 0.0001 | 3100 | TRUE
21 | PEWO2A-PEWO2C (SSSC) | 365 | 349 | 0.0001 | 0.0001 | 0.0001 | 0.0001 | 99999 | TRUE
22 | PEWO2B-PEWO2D (SSSC) | 383 | 507 | 0.0001 | 0.0001 | 0.0001 | 0.0001 | 99999 | TRUE
23 | SALH41-SALH42 (SSSC) | 130 | 136 | 0.0001 | 0.0001 | 0.0001 | 0.0001 | 99999 | TRUE
24 | SELL4A-SELL4A (Series Reactor) | 11 | 11 | 1.25 | 100 | 1.25 | 100 | 1860 | TRUE
25 | TOTT2A-TOTT22 (Zero Length) | 328 | 391 | 0.0001 | 0.0001 | 0.0001 | 0.0001 | 904 | TRUE
26 | TOTT2A-TOTT24 (Zero Length) | 328 | 393 | 0.0001 | 0.0001 | 0.0001 | 0.0001 | 830 | TRUE
27 | TOTT2B-TOTT21 (Zero Length) | 381 | 510 | 0.0001 | 0.0001 | 0.0001 | 0.0001 | 904 | TRUE
28 | TOTT2B-TOTT23 (Zero Length) | 381 | 466 | 0.0001 | 0.0001 | 0.0001 | 0.0001 | 830 | TRUE
29 | USKM11-USKM12 (Series Reactor) | 685 | 638 | 25 | 2000 | 25 | 2000 | 90 | TRUE
30 | WBUR41-WBUR42 (Series Reactor) | 237 | 295 | 0.26 | 231.69 | 0.26 | 231.69 | 1500 | TRUE
31 | WTHU4C-WTHU4E (Series Reactor) | 134 | 314 | 0.0001 | 100 | 0.0001 | 100 | 2400 | TRUE
32 | WTHU4D-WTHU4F (Series Reactor) | 0 | 13 | 0.0001 | 100 | 0.0001 | 100 | 2400 | TRUE
33 | SHUR41-SHUR41 (Series Reactor) | 305 | 305 | 0.0001 | 200 | 0.0001 | 200 | 2400 | TRUE
34 | BLYT21-BLYT22 (SSSC) | 493 | 342 | 0.0001 | 0.0001 | 0.0001 | 0.0001 | 99999 | TRUE
35 | BLYT21-BLYT23 (SSSC) | 493 | 347 | 0.0001 | 0.0001 | 0.0001 | 0.0001 | 99999 | TRUE
36 | KEAD43-KEAD44 (SSSC) | 317 | 122 | 0.0001 | 0.0001 | 0.0001 | 0.0001 | 99999 | TRUE
37 | TILB41-TILB42 (SSSC) | 248 | 261 | 0.0001 | 0.0001 | 0.0001 | 0.0001 | 99999 | TRUE
38 | TILB41-TILB43 (SSSC) | 248 | 91 | 0.0001 | 0.0001 | 0.0001 | 0.0001 | 99999 | TRUE
39 | TILB41-TILB44 (SSSC) | 248 | 282 | 0.0001 | 0.0001 | 0.0001 | 0.0001 | 99999 | TRUE
40 | CREB41-CREB42 (Zero Length) | 33 | 34 | 0.0001 | 0.0001 | 0.0001 | 0.0001 | 1386 | TRUE
41 | CREB41-CREB42 (Zero Length) | 33 | 34 | 0.0001 | 0.0001 | 0.0001 | 0.0001 | 1386 | TRUE

## line_std_types
| c_nf_per_km | r_ohm_per_km | x_ohm_per_km | max_i_ka | type | q_mm2 | alpha
NAYY 4x50 SE | 210 | 0.642 | 0.083 | 0.142 | cs | 50 | 0.00403
NAYY 4x120 SE | 264 | 0.225 | 0.08 | 0.242 | cs | 120 | 0.00403
NAYY 4x150 SE | 261 | 0.208 | 0.08 | 0.27 | cs | 150 | 0.00403
NA2XS2Y 1x95 RM/25 12/20 kV | 216 | 0.313 | 0.132 | 0.252 | cs | 95 | 0.00403
NA2XS2Y 1x185 RM/25 12/20 kV | 273 | 0.161 | 0.117 | 0.362 | cs | 185 | 0.00403
NA2XS2Y 1x240 RM/25 12/20 kV | 304 | 0.122 | 0.112 | 0.421 | cs | 240 | 0.00403
NA2XS2Y 1x95 RM/25 6/10 kV | 315 | 0.313 | 0.123 | 0.249 | cs | 95 | 0.00403
NA2XS2Y 1x185 RM/25 6/10 kV | 406 | 0.161 | 0.11 | 0.358 | cs | 185 | 0.00403
NA2XS2Y 1x240 RM/25 6/10 kV | 456 | 0.122 | 0.105 | 0.416 | cs | 240 | 0.00403
NA2XS2Y 1x150 RM/25 12/20 kV | 250 | 0.206 | 0.116 | 0.319 | cs | 150 | 0.00403
NA2XS2Y 1x120 RM/25 12/20 kV | 230 | 0.253 | 0.119 | 0.283 | cs | 120 | 0.00403
NA2XS2Y 1x70 RM/25 12/20 kV | 190 | 0.443 | 0.132 | 0.22 | cs | 70 | 0.00403
NA2XS2Y 1x150 RM/25 6/10 kV | 360 | 0.206 | 0.11 | 0.315 | cs | 150 | 0.00403
NA2XS2Y 1x120 RM/25 6/10 kV | 340 | 0.253 | 0.113 | 0.28 | cs | 120 | 0.00403
NA2XS2Y 1x70 RM/25 6/10 kV | 280 | 0.443 | 0.123 | 0.217 | cs | 70 | 0.00403
N2XS(FL)2Y 1x120 RM/35 64/110 kV | 112 | 0.153 | 0.166 | 0.366 | cs | 120 | 0.00393
N2XS(FL)2Y 1x185 RM/35 64/110 kV | 125 | 0.099 | 0.156 | 0.457 | cs | 185 | 0.00393
N2XS(FL)2Y 1x240 RM/35 64/110 kV | 135 | 0.075 | 0.149 | 0.526 | cs | 240 | 0.00393
N2XS(FL)2Y 1x300 RM/35 64/110 kV | 144 | 0.06 | 0.144 | 0.588 | cs | 300 | 0.00393
15-AL1/3-ST1A 0.4 | 11 | 1.8769 | 0.35 | 0.105 | ol | 16 | 0.00403
24-AL1/4-ST1A 0.4 | 11.25 | 1.2012 | 0.335 | 0.14 | ol | 24 | 0.00403
48-AL1/8-ST1A 0.4 | 12.2 | 0.5939 | 0.3 | 0.21 | ol | 48 | 0.00403
94-AL1/15-ST1A 0.4 | 13.2 | 0.306 | 0.29 | 0.35 | ol | 94 | 0.00403
34-AL1/6-ST1A 10.0 | 9.7 | 0.8342 | 0.36 | 0.17 | ol | 34 | 0.00403
48-AL1/8-ST1A 10.0 | 10.1 | 0.5939 | 0.35 | 0.21 | ol | 48 | 0.00403
70-AL1/11-ST1A 10.0 | 10.4 | 0.4132 | 0.339 | 0.29 | ol | 70 | 0.00403
94-AL1/15-ST1A 10.0 | 10.75 | 0.306 | 0.33 | 0.35 | ol | 94 | 0.00403
122-AL1/20-ST1A 10.0 | 11.1 | 0.2376 | 0.323 | 0.41 | ol | 122 | 0.00403
149-AL1/24-ST1A 10.0 | 11.25 | 0.194 | 0.315 | 0.47 | ol | 149 | 0.00403
34-AL1/6-ST1A 20.0 | 9.15 | 0.8342 | 0.382 | 0.17 | ol | 34 | 0.00403
48-AL1/8-ST1A 20.0 | 9.5 | 0.5939 | 0.372 | 0.21 | ol | 48 | 0.00403
70-AL1/11-ST1A 20.0 | 9.7 | 0.4132 | 0.36 | 0.29 | ol | 70 | 0.00403
94-AL1/15-ST1A 20.0 | 10 | 0.306 | 0.35 | 0.35 | ol | 94 | 0.00403
122-AL1/20-ST1A 20.0 | 10.3 | 0.2376 | 0.344 | 0.41 | ol | 122 | 0.00403
149-AL1/24-ST1A 20.0 | 10.5 | 0.194 | 0.337 | 0.47 | ol | 149 | 0.00403
184-AL1/30-ST1A 20.0 | 10.75 | 0.1571 | 0.33 | 0.535 | ol | 184 | 0.00403
243-AL1/39-ST1A 20.0 | 11 | 0.1188 | 0.32 | 0.645 | ol | 243 | 0.00403
48-AL1/8-ST1A 110.0 | 8 | 0.5939 | 0.46 | 0.21 | ol | 48 | 0.00403
70-AL1/11-ST1A 110.0 | 8.4 | 0.4132 | 0.45 | 0.29 | ol | 70 | 0.00403
94-AL1/15-ST1A 110.0 | 8.65 | 0.306 | 0.44 | 0.35 | ol | 94 | 0.00403
122-AL1/20-ST1A 110.0 | 8.5 | 0.2376 | 0.43 | 0.41 | ol | 122 | 0.00403
149-AL1/24-ST1A 110.0 | 8.75 | 0.194 | 0.41 | 0.47 | ol | 149 | 0.00403
184-AL1/30-ST1A 110.0 | 8.8 | 0.1571 | 0.4 | 0.535 | ol | 184 | 0.00403
243-AL1/39-ST1A 110.0 | 9 | 0.1188 | 0.39 | 0.645 | ol | 243 | 0.00403
305-AL1/39-ST1A 110.0 | 9.2 | 0.0949 | 0.38 | 0.74 | ol | 305 | 0.00403
490-AL1/64-ST1A 110.0 | 9.75 | 0.059 | 0.37 | 0.96 | ol | 490 | 0.00403
679-AL1/86-ST1A 110.0 | 9.95 | 0.042 | 0.36 | 1.15 | ol | 679 | 0.00403
490-AL1/64-ST1A 220.0 | 10 | 0.059 | 0.285 | 0.96 | ol | 490 | 0.00403
679-AL1/86-ST1A 220.0 | 11.7 | 0.042 | 0.275 | 1.15 | ol | 679 | 0.00403
490-AL1/64-ST1A 380.0 | 11 | 0.059 | 0.253 | 0.96 | ol | 490 | 0.00403
679-AL1/86-ST1A 380.0 | 14.6 | 0.042 | 0.25 | 1.15 | ol | 679 | 0.00403

## trafo_std_types
| i0_percent | pfe_kw | vkr_percent | sn_mva | vn_lv_kv | vn_hv_kv | vk_percent | shift_degree | vector_group | tap_side | tap_neutral | tap_min | tap_max | tap_step_degree | tap_step_percent | tap_phase_shifter
160 MVA 380/110 kV | 0.06 | 60 | 0.25 | 160 | 110 | 380 | 12.2 | 0 | Yy0 | hv | 0 | -9 | 9 | 0 | 1.5 | FALSE
100 MVA 220/110 kV | 0.06 | 55 | 0.26 | 100 | 110 | 220 | 12 | 0 | Yy0 | hv | 0 | -9 | 9 | 0 | 1.5 | FALSE
63 MVA 110/20 kV | 0.04 | 22 | 0.32 | 63 | 20 | 110 | 18 | 150 | YNd5 | hv | 0 | -9 | 9 | 0 | 1.5 | FALSE
40 MVA 110/20 kV | 0.05 | 18 | 0.34 | 40 | 20 | 110 | 16.2 | 150 | YNd5 | hv | 0 | -9 | 9 | 0 | 1.5 | FALSE
25 MVA 110/20 kV | 0.07 | 14 | 0.41 | 25 | 20 | 110 | 12 | 150 | YNd5 | hv | 0 | -9 | 9 | 0 | 1.5 | FALSE
63 MVA 110/10 kV | 0.04 | 22 | 0.32 | 63 | 10 | 110 | 18 | 150 | YNd5 | hv | 0 | -9 | 9 | 0 | 1.5 | FALSE
40 MVA 110/10 kV | 0.05 | 18 | 0.34 | 40 | 10 | 110 | 16.2 | 150 | YNd5 | hv | 0 | -9 | 9 | 0 | 1.5 | FALSE
25 MVA 110/10 kV | 0.07 | 14 | 0.41 | 25 | 10 | 110 | 12 | 150 | YNd5 | hv | 0 | -9 | 9 | 0 | 1.5 | FALSE
0.25 MVA 20/0.4 kV | 0.32 | 0.8 | 1.44 | 0.25 | 0.4 | 20 | 6 | 150 | Yzn5 | hv | 0 | -2 | 2 | 0 | 2.5 | FALSE
0.4 MVA 20/0.4 kV | 0.3375 | 1.35 | 1.425 | 0.4 | 0.4 | 20 | 6 | 150 | Dyn5 | hv | 0 | -2 | 2 | 0 | 2.5 | FALSE
0.63 MVA 20/0.4 kV | 0.2619 | 1.65 | 1.206 | 0.63 | 0.4 | 20 | 6 | 150 | Dyn5 | hv | 0 | -2 | 2 | 0 | 2.5 | FALSE
0.25 MVA 10/0.4 kV | 0.24 | 0.6 | 1.2 | 0.25 | 0.4 | 10 | 4 | 150 | Dyn5 | hv | 0 | -2 | 2 | 0 | 2.5 | FALSE
0.4 MVA 10/0.4 kV | 0.2375 | 0.95 | 1.325 | 0.4 | 0.4 | 10 | 4 | 150 | Dyn5 | hv | 0 | -2 | 2 | 0 | 2.5 | FALSE
0.63 MVA 10/0.4 kV | 0.1873 | 1.18 | 1.0794 | 0.63 | 0.4 | 10 | 4 | 150 | Dyn5 | hv | 0 | -2 | 2 | 0 | 2.5 | FALSE

## trafo3w_std_types
| sn_hv_mva | sn_mv_mva | sn_lv_mva | vn_hv_kv | vn_mv_kv | vn_lv_kv | vk_hv_percent | vk_mv_percent | vk_lv_percent | vkr_hv_percent | vkr_mv_percent | vkr_lv_percent | pfe_kw | i0_percent | shift_mv_degree | shift_lv_degree | vector_group | tap_side | tap_neutral | tap_min | tap_max | tap_step_percent
63/25/38 MVA 110/20/10 kV | 63 | 25 | 38 | 110 | 20 | 10 | 10.4 | 10.4 | 10.4 | 0.28 | 0.32 | 0.35 | 35 | 0.89 | 0 | 0 | YN0yn0yn0 | hv | 0 | -10 | 10 | 1.2
63/25/38 MVA 110/10/10 kV | 63 | 25 | 38 | 110 | 10 | 10 | 10.4 | 10.4 | 10.4 | 0.28 | 0.32 | 0.35 | 35 | 0.89 | 0 | 0 | YN0yn0yn0 | hv | 0 | -10 | 10 | 1.2

## res_bus
| vm_pu | va_degree | p_mw | q_mvar
0 | 1 | -9.6489 | 0
1 | 1 | 2.4537 | 0
2 | 1 | -10.4281 | 0
3 | 1 | -2.0315 | 21
4 | 1 | -6.6695 | 24
5 | 1 | 5.6364 | 0
6 | 1 | 17.9358 | 0
7 | 1 | 21.7982 | -1290.5777
8 | 1 | -0.26192 | 0
9 |  |  | 0
10 | 1 | -5.4589 | 0
11 | 1 | 3.5662 | -2754.4615
12 | 1 | 19.6233 | -1692.5005
13 | 1 | -9.4821 | 0
14 |  |  | 0
15 | 1 | -10.2334 | 95
16 | 1 | -10.8709 | 409
17 | 1 | -1.791 | 35
18 | 1 | -8.9382 | 0
19 | 1 | -0.80335 | 0
20 | 1 | 2.675 | 0
21 | 1 | -11.3441 | 40
22 | 1 | -12.0471 | 0
23 | 1 | 7.9329 | 0
24 | 1 | 17.1687 | 0
25 | 1 | -3.8664 | 0
26 | 1 | 1.0796 | 0
27 | 1 | 3.0705 | 0
28 | 1 | -8.202 | 0
29 | 1 | -1.3687 | 0
30 | 1 | -9.5363 | 0
31 | 1 | -7.9031 | 150
32 | 1 | 1.4123 | 0
33 | 1 | 7.9353 | -2759.5317
34 | 1 | 7.9329 | 0
35 | 1 | -8.7836 | 0
36 | 1 | -2.6407 | 0
37 | 1 | -9.4236 | 0
38 | 1 | -1.2177 | 0
39 | 1 | -0.90023 | 0
40 | 1 | -1.5786 | -6
41 | 1 | -9.5595 | 50
42 | 1 | -7.0984 | 168
43 | 1 | -6.6688 | 0
44 | 1 | -8.0129 | 0
45 | 1 | 5.6824 | 0
46 | 1 | -0.58472 | 0
47 | 1 | -3.9054 | 0
48 | 1 | -6.5051 | 0
49 | 1 | -11.2718 | 0
50 | 1 | -11.7645 | 0
51 | 1 | -9.9483 | 0
52 | 1 | -6.4585 | -1014.0253
53 | 1 | 6.7744 | -1327.5435
54 | 1 | -7.6363 | 40
55 | 1 | -6.4312 | 0
56 | 1 | 0.17082 | 0
57 | 1 | -9.6489 | 0
58 | 1 | -2.4608 | 0
59 | 1 | -10.7602 | 0
60 | 1 | -10.9135 | 0
61 | 1 | -5.4589 | 0
62 | 1 | 0.23476 | 0
63 | 1 | 8.4497 | 0
64 | 1 | 26.8516 | -631.4612
65 | 1 | -1.617 | 0
66 | 1 | -1.9077 | 0
67 | 1 | -4.9024 | -897.9554
68 | 1 | -8.4701 | 0
69 | 1 | -0.58881 | 0
70 | 1 | -5.5721 | 46
71 | 1 | -6.7769 | 0
72 | 1 | 6.5909 | -1100.4018
73 | 1 | -12.1762 | 196
74 | 1 | -9.1937 | 0
75 | 1 | 3.56 | 0
76 | 1 | -9.0835 | 0
77 | 1 | 0.73369 | 0
78 | 1 | 2.3265 | 0
79 | 1 | 1.5214 | 0
80 | 1 | -0.69233 | 0
81 | 1 | 6.7954 | 0
82 | 1 | -6.9889 | 0
83 | 1 | 1.5472 | 0
84 | 1 | 5.6745 | -1048.0413
85 | 1 | 2.0641 | 0
86 | 1 | -7.8299 | 0
87 | 1 | -7.3133 | 0
88 | 1 | -1.9077 | 0
89 | 1 | -4.5666 | 0
90 | 1 | 0.056299 | -447.093
91 | 1 | -8.2062 | 0
92 | 1 | -10.2171 | 220
93 | 1 | 21.3932 | 0
94 | 1 | 5.6616 | 0
95 | 1 | 9.0045 | 0
96 | 1 | -12.1864 | 0
97 | 1 | -2.0325 | 0
98 | 1 | -0.52523 | 0
99 | 1 | 1.992 | 0
100 | 1 | -5.2527 | 0
101 | 1 | -10.5182 | 377
102 | 1 | -9.3958 | 0
103 |  |  | 0
104 | 1 | -2.3578 | 0
105 | 1 | 0.24752 | -1692.5005
106 | 1 | -11.3858 | 0
107 | 1 | -1.9077 | 0
108 | 1 | 6.0388 | 0
109 | 1 | 7.0806 | -495.9506
110 | 1 | 6.5137 | 0
111 | 1 | -1.9077 | 0
112 | 1 | -2.6577 | 0
113 | 1 | -1.9077 | 0
114 | 1 | -5.624 | 0
115 | 1 | 6.9865 | -1624.0077
116 | 1 | 3.5594 | 0
117 | 1 | 0.0087778 | -465.5298
118 | 1 | -12.1863 | 0
119 |  |  | 0
120 | 1 | -12.0393 | 0
121 | 1 | -6.4936 | 0
122 | 1 | 5.5831 | 0
123 | 1 | -10.4443 | 0
124 | 1 | -9.141 | -436.6762
125 | 1 | -3.9406 | 0
126 | 1 | 5.7099 | 0
127 | 1 | 8.7987 | 0
128 | 1 | -1.9077 | 0
129 | 1 | 2.2965 | -940.278
130 | 1 | 15.3164 | 0
131 | 1 | -1.4096 | -275.0774
132 | 1 | -2.0315 | 0
133 |  |  | 0
134 | 1 | -9.6489 | 0
135 | 1 | -11.9553 | 0
136 | 1 | 15.3165 | 0
137 | 1 | 9.0045 | 0
138 | 1 | -9.3958 | 0
139 |  |  | 0
140 | 1 | 4.3576 | -567.6698
141 | 1 | -7.5411 | 0
142 | 1 | -9.587 | 0
143 | 1 | -8.6695 | 0
144 | 1 | -2.3083 | 0
145 | 1 | 0.2388 | 0
146 | 1 | -2.9558 | 0
147 | 1 | -11.1108 | 0
148 | 1 | -9.3979 | 0
149 | 1 | 2.2576 | 0
150 | 1 | -12.0394 | 0
151 | 1 | -1.7429 | 0
152 | 1 | 5.6651 | 0
153 | 1 | -3.3943 | 0
154 | 1 | 4.2934 | 0
155 | 1 | -13.332 | 0
156 | 1 | -6.8453 | 0
157 | 1 | -1.7062 | 0
158 | 1 | -7.8293 | 0
159 | 1 | 0.8209 | 0
160 | 1 | 0.13023 | 0
161 | 1 | -11.5525 | 0
162 | 1 | -1.2767 | 517
163 | 1 | -6.4318 | -14
164 | 1 | -9.6176 | -0.46092
165 | 1 | 6.7732 | 0
166 | 1 | 3.1559 | -359.7946
167 | 1 | 3.2755 | 0
168 | 1 | -8.7836 | 0
169 | 1 | -5.7753 | 548
170 | 1 | -2.4741 | 0
171 | 1 | -1.2752 | 0
172 | 1 | -13.8999 | 0
173 | 1 | -3.3796 | 128
174 | 1 | 5.0425 | 0
175 | 1 | 5.6639 | 0
176 | 1 | -13.611 | 0
177 | 1 | -1.0836 | 392
178 | 1 | -12.8579 | 0
179 | 1 | -8.6212 | 0
180 | 1 | -1.6345 | 0
181 | 1 | -5.2527 | 0
182 | 1 | 1.6455 | -436.6762
183 | 1 | 3.5269 | 0
184 | 1 | -6.5865 | 0
185 |  |  | 0
186 | 1 | 0.19729 | 0
187 | 1 | 0.041846 | 0
188 | 1 | -3.3943 | 0
189 | 1 | -9.586 | 305
190 | 1 | -13.5798 | 0
191 | 1 | -7.0596 | 0
192 | 1 | -13.8999 | 0
193 | 1 | -5.874 | 0
194 | 1 | -1.9077 | 0
195 | 1 | 3.0705 | 0
196 | 1 | 1.4139 | 0
197 | 1 | -8.7902 | 0
198 | 1 | -9.955 | 0
199 | 1 | 0.70153 | 0
200 | 1 | 17.9509 | 0
201 | 1 | -6.2962 | -1106.2094
202 | 1 | -13.5827 | 0
203 | 1 | -12.1146 | 69
204 | 1 | 8.6369 | 0
205 | 1 | 3.4263 | 0
206 | 1 | -11.1062 | 782
207 | 1 | -8.3622 | -21
208 | 1 | -9.5958 | 0
209 | 1 | 5.7099 | 0
210 | 1 | -3.8315 | 0
211 | 1 | 3.5594 | 0
212 | 1 | 6.5488 | 0
213 | 1 | -9.1629 | 0
214 | 1 | 1.8971 | 0
215 | 1 | -2.4847 | -698.6635
216 | 1 | -5.591 | 0
217 | 1 | 5.6651 | 0
218 | 1 | 0.22952 | 0
219 | 1 | 3.5294 | 0
220 | 1 | -0.52523 | 0
221 | 1 | -1.0402 | 0
222 |  |  | 0
223 | 1 | -8.4046 | 0
224 | 1 | -0.95419 | 0
225 | 1 | -4.7707 | 0
226 | 1 | 21.3924 | 0
227 | 1 | 1.4209 | 0
228 | 1 | -12.1249 | 0
229 | 1 | -6.4312 | 0
230 | 1 | -13.3516 | 0
231 | 1 | 4.1695 | 0
232 | 1 | 16.3691 | 0
233 | 1 | -6.2962 | 0
234 | 1 | 3.816 | -362.3758
235 | 1 | -9.3979 | 0
236 | 1 | -12.8231 | 0
237 | 1 | 2.8253 | 0
238 | 1 | -8.5954 | 0
239 | 1 | -8.6785 | 0
240 | 1 | 6.7714 | 0
241 | 1 | -9.3958 | 0
242 | 1 | -8.6785 | 0
243 | 1 | -5.9379 | 0
244 | 1 | 20.8636 | 0
245 | 1 | 2.0641 | 0
246 | 1 | 7.3944 | 0
247 | 1 | -5.6156 | 0
248 | 1 | -8.2062 | 0
249 | 1 | 7.0806 | -495.9506
250 | 1 | -1.7499 | 0
251 | 1 | -11.8932 | 0
252 | 1 | 4.0306 | 0
253 | 1 | 0 | 148.0454
254 | 1 | -12.1856 | 0
255 | 1 | -1.7062 | 0
256 | 1 | 14.4615 | -523.9745
257 | 1 | 2.4067 | 0
258 | 1 | -9.6489 | 0
259 | 1 | -11.9915 | 0
260 | 1 | -1.1064 | 0
261 | 1 | -8.2062 | 0
262 | 1 | -9.5037 | 0
263 | 1 | -13.969 | 0
264 | 1 | -11.8796 | 0
265 | 1 | 3.191 | 0
266 | 1 | -13.332 | 0
267 | 1 | -8.2 | 0
268 | 1 | -1.9077 | 0
269 | 1 | -8.8121 | 0
270 | 1 | -0.52523 | 0
271 | 1 | 3.561 | 0
272 | 1 | -10.9626 | 534
273 | 1 | -11.3206 | 0
274 | 1 | 5.4541 | 0
275 | 1 | -12.0991 | 0
276 | 1 | -0.79525 | 0
277 | 1 | -12.0322 | 0
278 | 1 | -6.745 | 0
279 |  |  | 0
280 | 1 | 5.4541 | 0
281 | 1 | -1.276 | 0
282 | 1 | -8.2062 | 0
283 | 1 | 0.53721 | 0
284 |  |  | 0
285 | 1 | -1.9632 | 438
286 | 1 | -6.9398 | 0
287 | 1 | 2.0641 | 0
288 | 1 | -12.1856 | 0
289 | 1 | 3.561 | 0
290 | 1 | -3.8315 | 0
291 | 1 | -14.526 | 0
292 | 1 | -13.611 | 0
293 | 1 | -11.1254 | 0
294 | 1 | -6.6688 | 0
295 | 1 | -0.16661 | 0
296 | 1 | 0.5136 | 0
297 | 1 | -7.3894 | 0
298 | 1 | 6.0039 | 0
299 | 1 | -12.8746 | 0
300 | 1 | -9.3133 | 0
301 | 1 | 8.0628 | 0
302 | 1 | -6.5871 | 0
303 | 1 | -0.58336 | 0
304 | 1 | 0.36672 | 0
305 | 1 | -9.1543 | 0
306 | 1 | -12.0392 | 0
307 | 1 | -9.482 | 0
308 | 1 | -0.91962 | 0
309 | 1 | 1.6455 | 0
310 | 1 | -5.5721 | 0
311 | 1 | 26.8524 | -631.4612
312 | 1 | -12.123 | 258
313 | 1 | -8.7902 | 0
314 | 1 | -9.4821 | 0
315 | 1 | 5.6651 | 0
316 | 1 | -13.5852 | 0
317 | 1 | 5.5831 | 0
318 | 1 | -8.7751 | 0
319 | 1 | 1.435 | -843.6691
320 | 1 | -3.9784 | 0
321 | 1 | -3.4111 | 0
322 | 1 | 9.0742 | 0
323 | 1 | -12.856 | 0
324 | 1 | -9.0835 | 0
325 | 1 | -0.79525 | 0
326 | 1 | 20.6736 | 0
327 | 1 | 0.28854 | 0
328 | 1 | -13.7322 | 0
329 | 1 | -13.2958 | 0
330 | 1 | -12.4134 | 0
331 | 1 | -13.9259 | 0
332 | 1 | 17.3794 | 0
333 | 1 | -0.56311 | 0
334 | 1 | -2.3578 | 0
335 | 1 | -12.3388 | 0
336 | 1 | -13.8847 | 0
337 | 1 | 5.0858 | 0
338 | 1 | 14.4615 | 0
339 | 1 | -12.1059 | 31
340 | 1 | -2.1348 | 109
341 | 1 | -0.074143 | 0
342 | 1 | 20.5025 | 0
343 | 1 | 14.4615 | 0
344 | 1 | -13.9271 | 0
345 | 1 | -13.4219 | 0
346 | 1 | -15.0596 | 0
347 | 1 | 20.5025 | 0
348 | 1 | 14.4615 | 0
349 | 1 | -1.0021 | -68.2162
350 | 1 | 1.1501 | 0
351 | 1 | -12.0903 | 24
352 | 1 | -9.5563 | 0
353 | 1 | 2.0382 | 0
354 | 1 | -11.341 | 0
355 | 1 | 0.26842 | 0
356 | 1 | -0.95774 | 0
357 | 1 | 0.1742 | 0
358 | 1 | 0.46782 | 0
359 | 1 | -14.1208 | 27
360 | 1 | -15.4043 | 0
361 | 1 | -10.6324 | 0
362 | 1 | -12.667 | 0
363 | 1 | -10.8048 | 183
364 | 1 | 15.2658 | 0
365 | 1 | -1.0021 | 0
366 | 1 | -9.141 | 0
367 | 1 | -11.1842 | 0
368 | 1 | -13.332 | 0
369 | 1 | -11.597 | 0
370 | 1 | -0.89335 | 0
371 | 1 | 14.4615 | 0
372 | 1 | -11.1108 | 0
373 | 1 | -1.9397 | 0
374 | 1 | 20.2562 | 0
375 | 1 | -9.181 | 0
376 | 1 | -9.141 | 0
377 | 1 | -1.9421 | 0
378 | 1 | -0.044684 | 0
379 | 1 | -14.2815 | 82
380 | 1 | -2.2521 | 0
381 | 1 | -13.5161 | 0
382 | 1 | 7.7097 | 0
383 | 1 | -1.1971 | 0
384 |  |  | 0
385 | 1 | -11.3945 | 0
386 | 1 | -10.8048 | 0
387 | 1 | -10.1918 | 0
388 | 1 | -12.4773 | 0
389 | 1 | -2.2091 | 0
390 | 1 | -12.6281 | 0
391 | 1 | -13.7338 | 0
392 | 1 | -0.044684 | 0
393 | 1 | -13.7305 | 0
394 | 1 | -8.7302 | 0
395 | 1 | -0.10167 | 0
396 |  |  | 0
397 | 1 | 17.165 | 0
398 | 1 | 2.3265 | 0
399 | 1 | 0.1635 | 0
400 | 1 | 2.4537 | 0
401 | 1 | 1.2888 | 0
402 | 1 | -13.8459 | 0
403 |  |  | 0
404 | 1 | -1.8243 | 0
405 | 1 | -13.9072 | 169
406 |  |  | 0
407 | 1 | -8.0986 | 0
408 |  |  | 0
409 |  |  | 0
410 |  |  | 0
411 | 1 | -12.6465 | 0
412 | 1 | -11.7904 | 0
413 |  |  | 0
414 | 1 | -6.4318 | 0
415 | 1 | -13.4299 | 0
416 | 1 | 16.1833 | 0
417 | 1 | -12.1249 | 0
418 | 1 | -10.7061 | 0
419 | 1 | -15.7699 | 0
420 | 1 | -10.1184 | 80
421 |  |  | 0
422 | 1 | -11.1501 | 336
423 | 1 | -2.4305 | 0
424 | 1 | 14.4615 | 0
425 | 1 | -13.332 | 0
426 | 1 | 0.071042 | 0
427 | 1 | -14.1691 | 392
428 | 1 | -0.022393 | 0
429 | 1 | -2.2838 | 0
430 | 1 | -14.4349 | 0
431 | 1 | 2.9579 | 18
432 | 1 | -14.0367 | 0
433 | 1 | 5.0973 | 0
434 | 1 | -1.8124 | 0
435 | 1 | 18.4599 | 0
436 | 1 | 16.5977 | 0
437 | 1 | 18.0662 | 0
438 | 1 | 3.1914 | 0
439 | 1 | -2.3152 | 0
440 | 1 | -13.9207 | 0
441 | 1 | -14.4891 | 0
442 | 1 | -13.2377 | 0
443 | 1 | -1.0559 | 0
444 | 1 | -13.659 | 0
445 | 1 | 14.8348 | 0
446 | 1 | -2.3529 | 0
447 | 1 | -11.2766 | 0
448 | 1 | 6.5137 | 0
449 | 1 | -11.5514 | 0
450 | 1 | -2.1724 | 95
451 | 1 | 14.4615 | 0
452 | 1 | -2.5225 | 0
453 | 1 | -10.1947 | 0
454 | 1 | -8.8379 | 0
455 | 1 | -14.8577 | 0
456 | 1 | -16.0796 | 439
457 | 1 | -10.3893 | 0
458 | 1 | -13.9961 | 0
459 | 1 | -11.2379 | 0
460 | 1 | 16.4329 | 0
461 | 1 | 14.4615 | 0
462 | 1 | -8.3941 | 0
463 | 1 | -11.1803 | 0
464 | 1 | -12.0393 | 0
465 | 1 | -8.4653 | 0
466 | 1 | -13.5159 | 0
467 | 1 | 1.8318 | 0
468 | 1 | -7.6792 | 0
469 | 1 | -2.3863 | 0
470 | 1 | -9.9423 | 0
471 | 1 | -12.0393 | 0
472 | 1 | -2.4146 | 0
473 | 1 | 14.4615 | 0
474 | 1 | -10.1196 | 308
475 | 1 | -10.098 | 0
476 | 1 | -8.6345 | 0
477 | 1 | -0.44881 | 0
478 | 1 | -13.332 | 0
479 | 1 | -0.095829 | 0
480 | 1 | 20.6736 | 50
481 | 1 | 2.9274 | 0
482 | 1 | 7.9353 | 0
483 | 1 | -11.8972 | 0
484 | 1 | 17.8282 | 0
485 | 1 | 1.2455 | 123
486 | 1 | 4.4375 | 0
487 | 1 | -2.3544 | 0
488 | 1 | -13.3321 | 0
489 | 1 | -2.2037 | 32
490 | 1 | 18.4556 | 0
491 | 1 | -0.237 | 0
492 |  |  | 0
493 | 1 | 20.5025 | 0
494 | 1 | -1.0562 | 0
495 | 1 | 3.6042 | 0
496 | 1 | -9.0851 | 0
497 | 1 | 14.4615 | 0
498 | 1 | -6.3013 | 0
499 | 1 | -12.7593 | 0
500 | 1 | -2.4385 | 133
501 | 1 | 20.2562 | 0
502 | 1 | 7.4474 | 0
503 | 1 | -0.57752 | 0
504 | 1 | -2.3831 | 0
505 | 1 | 3.6095 | 0
506 | 1 | -11.8566 | 0
507 | 1 | -1.1971 | 111
508 | 1 | -14.1588 | 0
509 | 1 | -13.8417 | 0
510 | 1 | -13.5162 | 0
511 |  |  | 0
512 | 1 | -12.4533 | 0
513 | 1 | 7.9353 | 0
514 | 1 | -9.1479 | 0
515 | 1 | 17.4988 | 0
516 | 1 | -12.036 | 0
517 | 1 | -9.6796 | 0
518 | 1 | -2.2738 | 0
519 | 1 | 17.8769 | 0
520 | 1 | -0.044684 | 0
521 | 1 | 0.13928 | 0
522 | 1 | 0.14576 | 0
523 | 1 | -2.1896 | 0
524 | 1 | -9.3746 | 0
525 |  |  | 0
526 | 1 | -9.6038 | 0
527 | 1 | -12.4983 | 0
528 |  |  | 0
529 | 1 | -0.50113 | 0
530 | 1 | -10.0258 | 0
531 | 1 | 5.6364 | 0
532 | 1 | -4.5666 | 0
533 | 1 | -12.667 | 0
534 | 1 | -12.1146 | 0
535 | 1 | -5.7753 | 0
536 | 1 | 18.4599 | 0
537 | 1 | -11.2264 | 106
538 | 1 | -10.7202 | 196
539 | 1 | -14.7326 | 27
540 | 1 | -0.95774 | 0
541 | 1 | -12.7765 | 139
542 | 1 | 2.2977 | 104
543 | 1 | -6.4936 | 0
544 | 1 | -2.2838 | 0
545 | 1 | -14.2815 | 0
546 | 1 | 2.0641 | 0
547 | 1 | 6.9899 | -370.2114
548 | 1 | -3.9406 | 0
549 | 1 | -2.6226 | 46
550 | 1 | -0.52523 | 0
551 | 1 | -13.6075 | 0
552 | 1 | -12.4983 | 0
553 | 1 | 4.7898 | -71.5349
554 | 1 | 9.3638 | -137.5387
555 | 1 | -11.058 | 0
556 | 1 | -2.3976 | 4
557 | 1 | -8.8379 | 0
558 | 1 | -14.8577 | 0
559 | 1 | -5.874 | 0
560 | 1 | -11.7645 | 0
561 | 1 | 3.357 | 111
562 | 1 | -0.95774 | 0
563 | 1 | -7.7697 | 224
564 | 1 | -2.1034 | 49
565 | 1 | -4.1256 | 52
566 | 1 | 20.5025 | 0
567 | 1 | -8.0992 | 0
568 | 1 | -9.1794 | 226
569 | 1 | 6.9865 | 0
570 | 1 | 6.9865 | 0
571 | 1 | -11.341 | 0
572 | 1 | -12.4983 | 0
573 | 1 | -8.8121 | 0
574 | 1 | 3.0333 | 0
575 | 1 | -15.732 | 1035
576 | 1 | -8.5954 | 0
577 | 1 | -12.1249 | 0
578 |  |  | 0
579 | 1 | -9.1188 | 33
580 | 1 | 0.0087778 | 0
581 | 1 | -8.2062 | 0
582 | 1 | -6.5442 | -10
583 | 1 | -9.0182 | 233
584 | 1 | 20.6736 | 0
585 | 1 | -0.237 | 0
586 | 1 | -6.4936 | 0
587 | 1 | 2.3407 | 107
588 | 1 | -11.2387 | 0
589 | 1 | -12.5941 | 0
590 |  |  | 0
591 | 1 | -13.1296 | 30
592 | 1 | 6.9206 | 0
593 | 1 | -10.8048 | 0
594 | 1 | -1.0758 | 22
595 | 1 | -1.8371 | 50
596 | 1 | -10.2171 | 0
597 | 1 | 0.26842 | 0
598 | 1 | -1.9077 | 0
599 | 1 | -0.87318 | 63
600 | 1 | -2.2738 | 0
601 |  |  | 0
602 | 1 | -10.1191 | 0
603 | 1 | -10.4281 | 0
604 | 1 | -9.3958 | 0
605 | 1 | -0.92664 | 63
606 | 1 | -12.1249 | 0
607 | 1 | -9.587 | 0
608 | 1 | -8.7302 | 0
609 | 1 | 3.3952 | 126
610 | 1 | -10.5773 | 90
611 | 1 | 0.8209 | 0
612 | 1 | -13.9521 | 35
613 | 1 | -12.3388 | 0
614 |  |  | 0
615 | 1 | -2.6483 | 21
616 | 1 | -10.4443 | 0
617 | 1 | -10.543 | 0
618 | 1 | -8.832 | 37
619 | 1 | -3.293 | 485
620 | 1 | -8.6345 | 0
621 | 1 | -12.6575 | 428
622 | 1 | -1.5271 | 291
623 | 1 | -8.3273 | 180
624 | 1 | -9.6639 | 28.2425
625 | 1 | -9.181 | 0
626 | 1 | 6.9865 | 0
627 | 1 | -0.16661 | 0
628 | 1 | -1.9077 | 0
629 | 1 | -6.9372 | 42
630 |  |  | 0
631 | 1 | 3.5662 | 0
632 | 1 | -9.587 | 0
633 | 1 | -11.5293 | 602
634 | 1 | -12.4134 | 0
635 | 1 | -16.0542 | 30
636 | 1 | -10.3893 | 0
637 | 1 | -2.1724 | 0
638 | 1 | -13.926 | 0
639 | 1 | 0.28854 | 0
640 | 1 | -17.4633 | 336.2686
641 |  |  | 0
642 | 1 | -4.7707 | 0
643 | 1 | -4.1132 | 10
644 | 1 | -0.80335 | 0
645 | 1 | -0.26237 | 4
646 | 1 | -10.2094 | 107
647 | 1 | -1.9077 | 0
648 | 1 | -0.72659 | 56
649 | 1 | 3.136 | 22
650 | 1 | 9.3638 | 0
651 | 1 | -9.3097 | 196
652 | 1 | -0.99089 | 0
653 | 1 | -0.89335 | 0
654 | 1 | -14.8577 | 0
655 | 1 | -9.708 | 51
656 | 1 | -11.3441 | 0
657 | 1 | -1.2382 | 109
658 | 1 | -11.2387 | 10
659 | 1 | -9.587 | 0
660 | 1 | -12.667 | 0
661 | 1 | -13.0199 | 0
662 | 1 | -9.587 | 0
663 | 1 | -16.2156 | 82
664 | 1 | 0.022915 | 31
665 | 1 | -13.8999 | 0
666 | 1 | -9.6038 | 0
667 | 1 | -8.2062 | 0
668 | 1 | 0.0087778 | 0
669 |  |  | 0
670 | 1 | 0.1742 | 0
671 | 1 | -6.2962 | 0
672 | 1 | -5.5721 | 0
673 | 1 | 1.2221 | 0
674 | 1 | -6.7769 | 0
675 | 1 | -9.4236 | 0
676 | 1 | -10.7088 | 32
677 | 1 | 0.034739 | 22
678 | 1 | 1.6178 | 3
679 | 1 | -12.2911 | 31
680 | 1 | -11.1108 | 0
681 | 1 | -1.9632 | 0
682 | 1 | -11.842 | 9
683 | 1 | -8.1297 | 99
684 | 1 | -0.95774 | 0
685 | 1 | -16.3631 | 304
686 | 1 | -12.4958 | 71
687 | 1 | -3.3441 | 120
688 | 1 | 0.3893 | -65.5429
689 | 1 | -1.1822 | 0
690 | 1 | -12.2355 | 16
691 | 1 | 1.2221 | 56
692 | 1 | -6.1844 | 239
693 | 1 | 0.73369 | 0
694 | 1 | -11.8753 | 0
695 | 1 | 8.6304 | 10
696 | 1 | -5.591 | 0
697 | 1 | 0.67463 | 8
698 | 1 | 20.5025 | 0
699 | 1 | -2.3533 | 540
700 | 1 | -12.7157 | 0
701 | 1 | -1.6754 | 0
702 | 1 | -13.332 | 0
703 | 1 | -6.8607 | 118
704 | 1 | -1.2378 | -6
705 | 1 | 6.9014 | 0
706 | 1 | -5.0328 | 52
707 | 1 | -10.6324 | 0
708 | 1 | 6.5137 | 0
709 | 1 | -12.5192 | -152
710 | 1 | -2.4847 | 0
711 | 1 | -1.9632 | 0
712 | 1 | 6.9204 | 0
713 | 1 | -2.0614 | 0
714 | 1 | -2.803 | 60
715 | 1 | -9.4866 | 33
716 | 1 | -9.2964 | 35
717 | 1 | -3.4111 | 0
718 | 1 | -11.9553 | 0
719 | 1 | 4.9488 | 39
720 | 1 | -9.711 | 55
721 | 1 | -9.3746 | 24
722 | 1 | -6.4318 | 0
723 | 1 | 20.6736 | 0
724 | 1 | -5.8141 | 272
725 | 1 | -12.0471 | 0
726 | 1 | -12.8453 | 98
727 | 1 | -8.2757 | 40
728 | 1 | 6.3934 | 33
729 | 1 | -2.5225 | 0
730 | 1 | -8.0992 | 0
731 | 1 | -6.7213 | 256
732 |  |  | 0
733 | 1 | 4.4375 | 0
734 | 1 | -5.7707 | 0
735 | 1 | -6.6113 | 0
736 | 1 | -10.6324 | 0
737 | 1 | -10.4443 | 0
738 | 1 | -9.587 | 0
739 | 1 | -9.9612 | 145
740 |  |  | 0
741 | 1 | -7.7648 | 453
742 | 1 | -9.6042 | 1
743 | 1 | -16.1442 | 891
744 | 1 | -10.0333 | 375
745 | 1 | -8.896 | 15
746 | 1 | 6.9011 | 0
747 | 1 | 7.9353 | 0
748 | 1 | 3.5662 | 0
749 | 1 | -8.1099 | 19
750 | 1 | 1.435 | 0
751 | 1 | -11.9915 | 0
752 | 1 | 6.9284 | 107
753 | 1 | 15.113 | 230
754 | 1 | -9.8237 | 39
755 | 1 | -11.7535 | 412
756 | 1 | -13.332 | 0
757 | 1 | -10.5182 | 0
758 | 1 | -2.6705 | 33
759 | 1 | -13.332 | 0
760 | 1 | -8.9082 | -18
761 | 1 | -11.3413 | 0
762 | 1 | -2.3188 | 174
763 | 1 | -12.5941 | 0
764 | 1 | -9.5344 | 65
765 | 1 | -0.36381 | 56
766 | 1 | -12.8375 | 50
767 | 1 | -1.3708 | 50
768 | 1 | -12.7047 | 4
769 |  |  | 0
770 | 1 | -0.34521 | 75
771 | 1 | -20.7701 | 744
772 | 1 | 17.7839 | 29
773 | 1 | 2.6402 | 0
774 | 1 | -15.658 | 375
775 | 1 | -9.9163 | 87
776 | 1 | 2.7576 | 96
777 | 1 | -7.3397 | 46
778 | 1 | -5.858 | 30
779 | 1 | 16.4026 | 3
780 | 1 | -9.8222 | 519
781 | 1 | -14.5912 | 392
782 | 1 | -2.1348 | 0
783 | 1 | -11.1501 | 0
784 | 1 | 3.5298 | -130.9936
785 | 1 | 0.02167 | 80
786 | 1 | -6.4318 | 0
787 | 1 | -13.8382 | 191
788 | 1 | -11.1108 | 0
789 | 1 | -11.4381 | 19
790 | 1 | 1.6317 | 0
791 | 1 | -13.4101 | 182
792 | 1 | -13.5336 | 87
793 | 1 | -13.3085 | 71
794 | 1 | 16.7892 | 72
795 | 1 | -16.0796 | 0
796 | 1 | -12.1359 | 60
797 | 1 | 14.8348 | 0
798 | 1 | -13.9144 | 388
799 | 1 | 17.0519 | 3
800 | 1 | -12.1249 | 0
801 | 1 | 19.5069 | 62
802 | 1 | -0.48397 | 46
803 | 1 | 17.8171 | 3
804 | 1 | 15.4238 | -4
805 | 1 | 4.0306 | 0
806 | 1 | 14.4615 | 0
807 | 1 | 1.9526 | 31
808 | 1 | -12.1249 | 0
809 | 1 | 14.5837 | 10
810 | 1 | -15.0175 | 285
811 | 1 | -11.0344 | 0
812 | 1 | -0.098748 | 0
813 | 1 | 17.4988 | 0
814 | 1 | -13.2377 | 0
815 | 1 | -13.9259 | 0
816 | 1 | -2.4305 | 0
817 | 1 | -31.9838 | 615
818 | 1 | -0.44881 | 0
819 | 1 | -10.2046 | 80
820 | 1 | -2.9759 | 64
821 | 1 | -2.5126 | 22
822 | 1 | -14.1769 | 45
823 | 1 | -14.1588 | 0
824 | 1 | 7.3068 | 2
825 | 1 | -12.9947 | 336
826 | 1 | -12.6671 | 0
827 | 1 | -13.8417 | 0
828 | 1 | -13.5313 | -4
829 | 1 | 13.1531 | 62
830 | 1 | 6.5488 | 0
831 | 1 | -2.3561 | 2
832 | 1 | -5.3583 | 46
833 | 1 | -62.1867 | 599
834 | 1 | -2.3211 | 0
835 | 1 | -4.4972 | 39
836 | 1 | -9.5595 | 0
837 | 1 | -29.3125 | 287
838 | 1 | -12.6934 | 0
839 | 1 | 17.9065 | 3
840 | 1 | -14.1208 | 0
841 | 1 | -14.7444 | 19
842 | 1 | -3.7238 | 22
843 | 1 | -0.73714 | 7
844 | 1 | -22.3818 | 349
845 | 1 | -13.9259 | 0
846 | 1 | 1.7597 | 17
847 | 1 | -1.276 | 0
848 | 1 | -104.9774 | 542

## res_line
| p_from_mw | q_from_mvar | p_to_mw | q_to_mvar | pl_mw | ql_mvar | i_from_ka | i_to_ka | i_ka | vm_from_pu | va_from_degree | vm_to_pu | va_to_degree | loading_percent
0 | -126.6598 | 0 | 126.6598 | 0 | 0 | 0 | 0.18282 | 0.18282 | 0.18282 | 1 | -10.2171 | 1 | -9.5037 | 6.0953
1 | -93.3402 | 0 | 93.3402 | 0 | 0 | 0 | 0.13472 | 0.13472 | 0.13472 | 1 | -10.2171 | 1 | -9.9483 | 4.3054
2 | -179.1276 | 0 | 179.1276 | 0 | 0 | 0 | 0.25855 | 0.25855 | 0.25855 | 1 | -10.5182 | 1 | -9.5037 | 16.1668
3 | -197.8724 | 0 | 197.8724 | 0 | 0 | 0 | 0.2856 | 0.2856 | 0.2856 | 1 | -10.5182 | 1 | -9.9483 | 17.8585
4 | 64.6874 | 0 | -64.6874 | 0 | 0 | 0 | 0.13581 | 0.13581 | 0.13581 | 1 | -14.8577 | 1 | -15.0596 | 8.1883
5 | 109.6258 | 0 | -109.6258 | 0 | 0 | 0 | 0.23015 | 0.23015 | 0.23015 | 1 | -14.8577 | 1 | -15.7699 | 13.8767
6 | -57.0149 | 0 | 57.0149 | 0 | 0 | 0 | 0.1197 | 0.1197 | 0.1197 | 1 | -14.8577 | 1 | -14.1588 | 10.5976
7 | -112.5665 | 0 | 112.5665 | 0 | 0 | 0 | 0.23633 | 0.23633 | 0.23633 | 1 | -14.8577 | 1 | -14.1208 | 14.7725
8 | -86.7318 | 0 | 86.7318 | 0 | 0 | 0 | 0.18209 | 0.18209 | 0.18209 | 1 | -14.8577 | 1 | -14.2815 | 14.5768
9 | 314.7182 | 0 | -314.7182 | 0 | 0 | 0 | 0.66074 | 0.66074 | 0.66074 | 1 | -0.44881 | 1 | -1.8243 | 58.8258
10 | -321.7182 | 0 | 321.7182 | 0 | 0 | 0 | 0.67543 | 0.67543 | 0.67543 | 1 | -0.44881 | 1 | 0.26842 | 42.2202
11 | 27.6882 | 0 | -27.6882 | 0 | 0 | 0 | 0.039964 | 0.039964 | 0.039964 | 1 | -8.3622 | 1 | -8.6695 | 2.4989
12 | 94.6115 | 0 | -94.6115 | 0 | 0 | 0 | 0.13656 | 0.13656 | 0.13656 | 1 | -8.3622 | 1 | -9.1629 | 8.5389
13 | 339.0634 | 0 | -339.0634 | 0 | 0 | 0 | 0.4894 | 0.4894 | 0.4894 | 1 | -4.9024 | 1 | -8.6695 | 30.6014
14 | 457.5923 | 0 | -457.5923 | 0 | 0 | 0 | 0.66048 | 0.66048 | 0.66048 | 1 | -4.9024 | 1 | -8.7751 | 41.2989
15 | -406.8945 | 0 | 406.8945 | 0 | 0 | 0 | 0.5873 | 0.5873 | 0.5873 | 1 | -10.2334 | 1 | -8.5954 | 23.3044
16 | 294.5223 | 0 | -294.5223 | 0 | 0 | 0 | 0.42511 | 0.42511 | 0.42511 | 1 | -10.2334 | 1 | -10.9135 | 16.8684
17 | -565.2579 | 0 | 565.2579 | 0 | 0 | 0 | 0.81588 | 0.81588 | 0.81588 | 1 | -10.8709 | 1 | -8.5954 | 32.0078
18 | 173.6301 | 0 | -173.6301 | 0 | 0 | 0 | 0.25061 | 0.25061 | 0.25061 | 1 | -10.8709 | 1 | -11.2718 | 9.8318
19 | -99.051 | 0 | 99.051 | 0 | 0 | 0 | 0.14297 | 0.14297 | 0.14297 | 1 | -9.3133 | 1 | -8.9382 | 4.4678
20 | 48.051 | 0 | -48.051 | 0 | 0 | 0 | 0.069356 | 0.069356 | 0.069356 | 1 | -9.3133 | 1 | -9.5037 | 2.1674
21 | 225.9532 | 0 | -225.9532 | 0 | 0 | 0 | 0.47438 | 0.47438 | 0.47438 | 1 | -15.4043 | 1 | -16.0796 | 22.1958
22 | -225.9532 | 0 | 225.9532 | 0 | 0 | 0 | 0.47438 | 0.47438 | 0.47438 | 1 | -15.4043 | 1 | -14.4349 | 15.7899
23 | 262.9476 | 0 | -262.9476 | 0 | 0 | 0 | 0.55205 | 0.55205 | 0.55205 | 1 | -12.7593 | 1 | -13.4299 | 26.2948
24 | 239.5736 | 0 | -239.5736 | 0 | 0 | 0 | 0.50297 | 0.50297 | 0.50297 | 1 | -12.6281 | 1 | -13.2377 | 22.9477
25 | -980.1968 | 0 | 980.1968 | 0 | 0 | 0 | 1.4148 | 1.4148 | 1.4148 | 1 | -11.1254 | 1 | -9.6489 | 33.1371
26 | -980.1968 | 0 | 980.1968 | 0 | 0 | 0 | 1.4148 | 1.4148 | 1.4148 | 1 | -11.1254 | 1 | -9.6489 | 33.1371
27 | 582.4614 | 0 | -582.4614 | 0 | 0 | 0 | 0.84071 | 0.84071 | 0.84071 | 1 | -11.1254 | 1 | -11.7645 | 34.0621
28 | 583.9861 | 0 | -583.9861 | 0 | 0 | 0 | 0.84291 | 0.84291 | 0.84291 | 1 | -11.1254 | 1 | -11.7645 | 33.4471
29 | -89.9816 | 0 | 89.9816 | 0 | 0 | 0 | 0.12988 | 0.12988 | 0.12988 | 1 | -11.1254 | 1 | -10.9626 | 5.1536
30 | -10.5936 | 0 | 10.5936 | 0 | 0 | 0 | 0.015291 | 0.015291 | 0.015291 | 1 | -11.1254 | 1 | -11.1062 | 0.60673
31 | -157.588 | 0 | 157.588 | 0 | 0 | 0 | 0.33085 | 0.33085 | 0.33085 | 1 | -13.332 | 1 | -12.667 | 20.6808
32 | -305.6294 | 0 | 305.6294 | 0 | 0 | 0 | 0.64166 | 0.64166 | 0.64166 | 1 | -13.332 | 1 | -12.6465 | 49.0577
33 | -280.7826 | 0 | 280.7826 | 0 | 0 | 0 | 0.58949 | 0.58949 | 0.58949 | 1 | -13.8459 | 1 | -12.667 | 42.4143
34 | 0 | 0 | 0 | 0 | 0 | 0 | 0 | 0 | 0 | 1 | -13.332 | 1 | -13.332 | 0
35 | 0 | 0 | 0 | 0 | 0 | 0 | 0 | 0 | 0 | 1 | -13.332 | 1 | -13.332 | 0
36 | 0 | 0 | 0 | 0 | 0 | 0 | 0 | 0 | 0 | 1 | -13.611 | 1 | -13.611 | 0
37 | -75.7818 | 0 | 75.7818 | 0 | 0 | 0 | 0.1591 | 0.1591 | 0.1591 | 1 | -9.181 | 1 | -8.8379 | 9.9451
38 | -75.7818 | 0 | 75.7818 | 0 | 0 | 0 | 0.1591 | 0.1591 | 0.1591 | 1 | -9.181 | 1 | -8.8379 | 9.9451
39 | 57.6534 | 0 | -57.6534 | 0 | 0 | 0 | 0.12104 | 0.12104 | 0.12104 | 1 | -9.181 | 1 | -9.6796 | 7.5661
40 | 60.9103 | 0 | -60.9103 | 0 | 0 | 0 | 0.12788 | 0.12788 | 0.12788 | 1 | -9.181 | 1 | -10.0258 | 9.5471
41 | -132.9286 | 0 | 132.9286 | 0 | 0 | 0 | 0.19187 | 0.19187 | 0.19187 | 1 | 3.1559 | 1 | 3.4263 | 4.7088
42 | -177.5728 | 0 | 177.5728 | 0 | 0 | 0 | 0.2563 | 0.2563 | 0.2563 | 1 | 3.1559 | 1 | 3.816 | 6.2241
43 | 51.2517 | 0 | -51.2517 | 0 | 0 | 0 | 0.073975 | 0.073975 | 0.073975 | 1 | 3.1559 | 1 | 2.8253 | 1.7251
44 | 515.0444 | 0 | -515.0444 | 0 | 0 | 0 | 0.7434 | 0.7434 | 0.7434 | 1 | 3.1559 | 1 | -0.16661 | 17.3357
45 | -25.0632 | 0 | 25.0632 | 0 | 0 | 0 | 0.052619 | 0.052619 | 0.052619 | 1 | -1.0559 | 1 | -0.95774 | 3.2891
46 | -25.0632 | 0 | 25.0632 | 0 | 0 | 0 | 0.052619 | 0.052619 | 0.052619 | 1 | -1.0559 | 1 | -0.95774 | 3.2891
47 | 0.12649 | 0 | -0.12649 | 0 | 0 | 0 | 0.00026557 | 0.00026557 | 0.00026557 | 1 | -1.0559 | 1 | -1.0562 | 0.017117
48 | -47.5993 | 0 | 47.5993 | 0 | 0 | 0 | 0.099933 | 0.099933 | 0.099933 | 1 | -9.9423 | 1 | -9.6796 | 6.2466
49 | -52.5915 | 0 | 52.5915 | 0 | 0 | 0 | 0.11041 | 0.11041 | 0.11041 | 1 | -9.9423 | 1 | -9.6038 | 6.9018
50 | -58.9503 | 0 | 58.9503 | 0 | 0 | 0 | 0.12376 | 0.12376 | 0.12376 | 1 | -9.9423 | 1 | -9.6038 | 7.7363
51 | -252.8588 | 0 | 252.8588 | 0 | 0 | 0 | 0.53087 | 0.53087 | 0.53087 | 1 | -9.9423 | 1 | -8.0986 | 33.1836
52 | -21.463 | 0 | 21.463 | 0 | 0 | 0 | 0.045061 | 0.045061 | 0.045061 | 1 | 20.5025 | 1 | 20.6736 | 3.9894
53 | -21.5186 | 0 | 21.5186 | 0 | 0 | 0 | 0.045177 | 0.045177 | 0.045177 | 1 | 20.5025 | 1 | 20.6736 | 3.9997
54 | 499.017 | 0 | -499.017 | 0 | 0 | 0 | 1.0477 | 1.0477 | 1.0477 | 1 | 20.5025 | 1 | 18.4599 | 40.903
55 | 137.511 | 0 | -137.511 | 0 | 0 | 0 | 0.19848 | 0.19848 | 0.19848 | 1 | 21.7982 | 1 | 21.3932 | 7.1958
56 | 136.35 | 0 | -136.35 | 0 | 0 | 0 | 0.1968 | 0.1968 | 0.1968 | 1 | 21.7982 | 1 | 21.3924 | 7.135
57 | 421.4119 | 0 | -421.4119 | 0 | 0 | 0 | 0.60826 | 0.60826 | 0.60826 | 1 | 1.435 | 1 | 1.4123 | 43.0012
58 | 422.2572 | 0 | -422.2572 | 0 | 0 | 0 | 0.60948 | 0.60948 | 0.60948 | 1 | 1.435 | 1 | 1.4139 | 16.823
59 | 664.948 | 0 | -664.948 | 0 | 0 | 0 | 0.95977 | 0.95977 | 0.95977 | 1 | -2.4847 | 1 | -6.7769 | 24.0488
60 | 664.948 | 0 | -664.948 | 0 | 0 | 0 | 0.95977 | 0.95977 | 0.95977 | 1 | -2.4847 | 1 | -6.7769 | 24.0488
61 | -628.2463 | 0 | 628.2463 | 0 | 0 | 0 | 0.9068 | 0.9068 | 0.9068 | 1 | -2.4847 | 1 | 0.73369 | 22.7214
62 | -173.8693 | 0 | 173.8693 | 0 | 0 | 0 | 0.25096 | 0.25096 | 0.25096 | 1 | -6.5865 | 1 | -6.4585 | 5.8522
63 | 131.8693 | 0 | -131.8693 | 0 | 0 | 0 | 0.19034 | 0.19034 | 0.19034 | 1 | -6.5865 | 1 | -6.7769 | 4.4385
64 | 27.9725 | 0 | -27.9725 | 0 | 0 | 0 | 0.058727 | 0.058727 | 0.058727 | 1 | 0.28854 | 1 | 0.1742 | 4.519
65 | 25.5237 | 0 | -25.5237 | 0 | 0 | 0 | 0.053586 | 0.053586 | 0.053586 | 1 | 0.28854 | 1 | 0.1635 | 4.1234
66 | -188.9525 | 0 | 188.9525 | 0 | 0 | 0 | 0.3967 | 0.3967 | 0.3967 | 1 | 0.28854 | 1 | 2.3265 | 18.5612
67 | 60.4564 | 0 | -60.4564 | 0 | 0 | 0 | 0.087261 | 0.087261 | 0.087261 | 1 | 0.13023 | 1 | -0.26192 | 2.8172
68 | 116.065 | 0 | -116.065 | 0 | 0 | 0 | 0.24367 | 0.24367 | 0.24367 | 1 | -1.8124 | 1 | -2.3529 | 15.4137
69 | 178.6879 | 0 | -178.6879 | 0 | 0 | 0 | 0.37515 | 0.37515 | 0.37515 | 1 | -1.8124 | 1 | -2.2838 | 23.8569
70 | -343.7529 | 0 | 343.7529 | 0 | 0 | 0 | 0.72169 | 0.72169 | 0.72169 | 1 | -1.8124 | 1 | -0.56311 | 37.1625
71 | -369.4339 | 0 | 369.4339 | 0 | 0 | 0 | 0.53323 | 0.53323 | 0.53323 | 1 | 4.3576 | 1 | 6.9865 | 27.4468
72 | -369.4339 | 0 | 369.4339 | 0 | 0 | 0 | 0.53323 | 0.53323 | 0.53323 | 1 | 4.3576 | 1 | 6.9865 | 27.4468
73 | -211.1684 | 0 | 211.1684 | 0 | 0 | 0 | 0.44334 | 0.44334 | 0.44334 | 1 | -13.9072 | 1 | -13.5159 | 22.829
74 | 91.0653 | 0 | -91.0653 | 0 | 0 | 0 | 0.19119 | 0.19119 | 0.19119 | 1 | -13.9072 | 1 | -14.0367 | 9.8449
75 | -237.3529 | 0 | 237.3529 | 0 | 0 | 0 | 0.49831 | 0.49831 | 0.49831 | 1 | -14.1691 | 1 | -13.7338 | 25.6598
76 | -91.0653 | 0 | 91.0653 | 0 | 0 | 0 | 0.19119 | 0.19119 | 0.19119 | 1 | -14.1691 | 1 | -14.0367 | 9.8449
77 | -278.0675 | 0 | 278.0675 | 0 | 0 | 0 | 0.58379 | 0.58379 | 0.58379 | 1 | -1.8243 | 1 | -0.50113 | 36.9279
78 | 165.7387 | 0 | -165.7387 | 0 | 0 | 0 | 0.34796 | 0.34796 | 0.34796 | 1 | -1.8243 | 1 | -2.3863 | 33.2142
79 | 108.8096 | 0 | -108.8096 | 0 | 0 | 0 | 0.22844 | 0.22844 | 0.22844 | 1 | -1.8243 | 1 | -2.2037 | 28.5589
80 | 544.9575 | 0 | -544.9575 | 0 | 0 | 0 | 1.1441 | 1.1441 | 1.1441 | 1 | -1.8243 | 1 | -2.1896 | 71.5167
81 | 574.0786 | 0 | -574.0786 | 0 | 0 | 0 | 1.2053 | 1.2053 | 1.2053 | 1 | -1.8243 | 1 | -2.2091 | 75.3384
82 | 90.4852 | 0 | -90.4852 | 0 | 0 | 0 | 0.18997 | 0.18997 | 0.18997 | 1 | -0.074143 | 1 | -0.50113 | 8.8885
83 | -37.8863 | 0 | 37.8863 | 0 | 0 | 0 | 0.079541 | 0.079541 | 0.079541 | 1 | -0.074143 | 1 | -0.022393 | 7.0816
84 | 28.2035 | 0 | -28.2035 | 0 | 0 | 0 | 0.059212 | 0.059212 | 0.059212 | 1 | -0.074143 | 1 | -0.095829 | 3.7012
85 | 35.7965 | 0 | -35.7965 | 0 | 0 | 0 | 0.075153 | 0.075153 | 0.075153 | 1 | -0.074143 | 1 | -0.10167 | 4.6977
86 | -560.4194 | 0 | 560.4194 | 0 | 0 | 0 | 0.8089 | 0.8089 | 0.8089 | 1 | 0.22952 | 1 | 2.2576 | 25.6133
87 | -356.9781 | 0 | 356.9781 | 0 | 0 | 0 | 0.51525 | 0.51525 | 0.51525 | 1 | 0.22952 | 1 | 1.5214 | 16.1456
88 | -7.1484 | 0 | 7.1484 | 0 | 0 | 0 | 0.010318 | 0.010318 | 0.010318 | 1 | -9.587 | 1 | -9.5595 | 0.32243
89 | -7.1537 | 0 | 7.1537 | 0 | 0 | 0 | 0.010325 | 0.010325 | 0.010325 | 1 | -9.587 | 1 | -9.5595 | 0.35119
90 | -442.9927 | 0 | 442.9927 | 0 | 0 | 0 | 0.6394 | 0.6394 | 0.6394 | 1 | -9.587 | 1 | -8.8121 | 19.9816
91 | -442.9927 | 0 | 442.9927 | 0 | 0 | 0 | 0.6394 | 0.6394 | 0.6394 | 1 | -9.587 | 1 | -8.8121 | 19.9816
92 | 318.6561 | 0 | -318.6561 | 0 | 0 | 0 | 0.45994 | 0.45994 | 0.45994 | 1 | -9.587 | 1 | -11.3206 | 16.6748
93 | 330.6476 | 0 | -330.6476 | 0 | 0 | 0 | 0.47725 | 0.47725 | 0.47725 | 1 | -9.587 | 1 | -11.3858 | 17.3023
94 | 538.3163 | 0 | -538.3163 | 0 | 0 | 0 | 0.77699 | 0.77699 | 0.77699 | 1 | 0.36672 | 1 | -1.9077 | 24.0535
95 | 540.2211 | 0 | -540.2211 | 0 | 0 | 0 | 0.77974 | 0.77974 | 0.77974 | 1 | 0.36672 | 1 | -1.9077 | 18.1831
96 | -684.7297 | 0 | 684.7297 | 0 | 0 | 0 | 0.98832 | 0.98832 | 0.98832 | 1 | 0.36672 | 1 | 3.816 | 23.0471
97 | -684.8076 | 0 | 684.8076 | 0 | 0 | 0 | 0.98843 | 0.98843 | 0.98843 | 1 | 0.36672 | 1 | 3.816 | 23.0497
98 | -204.5619 | 0 | 204.5619 | 0 | 0 | 0 | 0.42947 | 0.42947 | 0.42947 | 1 | -9.5563 | 1 | -7.6792 | 20.0945
99 | -280.2617 | 0 | 280.2617 | 0 | 0 | 0 | 0.5884 | 0.5884 | 0.5884 | 1 | -9.5563 | 1 | -8.0986 | 36.7798
100 | 288.8237 | 0 | -288.8237 | 0 | 0 | 0 | 0.60637 | 0.60637 | 0.60637 | 1 | -9.5563 | 1 | -10.1196 | 42.4117
101 | 145.9258 | 0 | -145.9258 | 0 | 0 | 0 | 0.30636 | 0.30636 | 0.30636 | 1 | -8.4653 | 1 | -8.7302 | 24.3616
102 | 146.2026 | 0 | -146.2026 | 0 | 0 | 0 | 0.30695 | 0.30695 | 0.30695 | 1 | -8.4653 | 1 | -8.7302 | 24.4078
103 | 0 | 0 | 0 | 0 | 0 | 0 | 0 | 0 | 0 | 1 | -12.4983 | 1 | -12.4983 | 0
104 | 0 | 0 | 0 | 0 | 0 | 0 | 0 | 0 | 0 | 1 | -12.5941 | 1 | -12.5941 | 0
105 | 0 | 0 | 0 | 0 | 0 | 0 | 0 | 0 | 0 | 1 | 0.8209 | 1 | 0.8209 | 0
106 | 0 | 0 | 0 | 0 | 0 | 0 | 0 | 0 | 0 | 1 | 0.8209 | 1 | 0.8209 | 0
107 | 0 | 0 | 0 | 0 | 0 | 0 | 0 | 0 | 0 | 1 | 0.8209 | 1 | 0.8209 | 0
108 | 1380.478 | 0 | -1380.478 | 0 | 0 | 0 | 1.9925 | 1.9925 | 1.9925 | 1 | 0.8209 | 1 | -1.4096 | 48.3869
109 | 1548.0227 | 0 | -1548.0227 | 0 | 0 | 0 | 2.2344 | 2.2344 | 2.2344 | 1 | 0.8209 | 1 | -3.9784 | 55.9864
110 | -535.6358 | 0 | 535.6358 | 0 | 0 | 0 | 0.77312 | 0.77312 | 0.77312 | 1 | 0.8209 | 1 | 2.2965 | 29.741
111 | -535.6358 | 0 | 535.6358 | 0 | 0 | 0 | 0.77312 | 0.77312 | 0.77312 | 1 | 0.8209 | 1 | 2.2965 | 29.741
112 | -932.6145 | 0 | 932.6145 | 0 | 0 | 0 | 1.3461 | 1.3461 | 1.3461 | 1 | 0.8209 | 1 | 3.5594 | 31.5286
113 | -932.6145 | 0 | 932.6145 | 0 | 0 | 0 | 1.3461 | 1.3461 | 1.3461 | 1 | 0.8209 | 1 | 3.5594 | 31.5179
114 | 0 | 0 | 0 | 0 | 0 | 0 | 0 | 0 | 0 | 1 | -0.95774 | 1 | -0.95774 | 0
115 | -1.4211e-14 | 0 | 1.4211e-14 | 0 | 0 | 0 | 6.2156e-17 | 6.2156e-17 | 6.2156e-17 | 1 | -0.95774 | 1 | -0.95774 | 5.9212e-15
116 | -522.3623 | 0 | 522.3623 | 0 | 0 | 0 | 0.75397 | 0.75397 | 0.75397 | 1 | -0.58472 | 1 | 0.0087778 | 17.582
117 | 412.3355 | 0 | -412.3355 | 0 | 0 | 0 | 0.59516 | 0.59516 | 0.59516 | 1 | -0.58472 | 1 | -1.276 | 17.0527
118 | -525.9645 | 0 | 525.9645 | 0 | 0 | 0 | 0.75916 | 0.75916 | 0.75916 | 1 | -0.58881 | 1 | 0.0087778 | 17.7033
119 | 411.8649 | 0 | -411.8649 | 0 | 0 | 0 | 0.59448 | 0.59448 | 0.59448 | 1 | -0.58881 | 1 | -1.276 | 17.0333
120 | 68.7336 | 0 | -68.7336 | 0 | 0 | 0 | 0.1443 | 0.1443 | 0.1443 | 1 | -14.4891 | 1 | -15.0596 | 12.7758
121 | -95.7336 | 0 | 95.7336 | 0 | 0 | 0 | 0.20099 | 0.20099 | 0.20099 | 1 | -14.4891 | 1 | -13.9207 | 17.7943
122 | -27.1616 | 0 | 27.1616 | 0 | 0 | 0 | 0.057025 | 0.057025 | 0.057025 | 1 | -2.3578 | 1 | -2.2838 | 4.0845
123 | -31.5263 | 0 | 31.5263 | 0 | 0 | 0 | 0.066188 | 0.066188 | 0.066188 | 1 | -2.3578 | 1 | -2.2838 | 4.7408
124 | -358.0482 | 0 | 358.0482 | 0 | 0 | 0 | 0.5168 | 0.5168 | 0.5168 | 1 | -1.6345 | 1 | -1.1064 | 18.0924
125 | -111.6049 | 0 | 111.6049 | 0 | 0 | 0 | 0.16109 | 0.16109 | 0.16109 | 1 | -1.6345 | 1 | -0.91962 | 5.7528
126 | -9.0949e-13 | 0 | 9.0949e-13 | 0 | 0 | 0 | 1.3127e-15 | 1.3127e-15 | 1.3127e-15 | 1 | -1.7062 | 1 | -1.7062 | 6.0633e-14
127 | -188.0337 | 0 | 188.0337 | 0 | 0 | 0 | 0.2714 | 0.2714 | 0.2714 | 1 | -1.7499 | 1 | -1.7062 | 12.1078
128 | -518.7761 | 0 | 518.7761 | 0 | 0 | 0 | 0.74879 | 0.74879 | 0.74879 | 1 | -4.7707 | 1 | -1.7062 | 22.5555
129 | -607.8732 | 0 | 607.8732 | 0 | 0 | 0 | 0.87739 | 0.87739 | 0.87739 | 1 | -4.7707 | 1 | -2.6577 | 20.5501
130 | 39.8849 | 0 | -39.8849 | 0 | 0 | 0 | 0.057569 | 0.057569 | 0.057569 | 1 | -9.1937 | 1 | -9.5037 | 1.799
131 | -146.8849 | 0 | 146.8849 | 0 | 0 | 0 | 0.21201 | 0.21201 | 0.21201 | 1 | -9.1937 | 1 | -8.4046 | 6.0746
132 | -99.051 | 0 | 99.051 | 0 | 0 | 0 | 0.14297 | 0.14297 | 0.14297 | 1 | -8.9382 | 1 | -8.4046 | 4.0964
133 | 346.4074 | 0 | -346.4074 | 0 | 0 | 0 | 0.5 | 0.5 | 0.5 | 1 | -6.4585 | 1 | -6.5051 | 43.3009
134 | 350.8868 | 0 | -350.8868 | 0 | 0 | 0 | 0.50646 | 0.50646 | 0.50646 | 1 | -6.4585 | 1 | -6.5051 | 43.8608
135 | 142.8619 | 0 | -142.8619 | 0 | 0 | 0 | 0.2062 | 0.2062 | 0.2062 | 1 | -6.4585 | 1 | -6.7769 | 15.8559
136 | -227.0768 | 0 | 227.0768 | 0 | 0 | 0 | 0.47674 | 0.47674 | 0.47674 | 1 | -12.667 | 1 | -11.8566 | 20.5686
137 | -215.2938 | 0 | 215.2938 | 0 | 0 | 0 | 0.452 | 0.452 | 0.452 | 1 | -12.667 | 1 | -11.8972 | 19.5012
138 | -93.6403 | 0 | 93.6403 | 0 | 0 | 0 | 0.19659 | 0.19659 | 0.19659 | 1 | -0.50113 | 1 | 0.46782 | 7.4436
139 | -93.942 | 0 | 93.942 | 0 | 0 | 0 | 0.19723 | 0.19723 | 0.19723 | 1 | -0.50113 | 1 | 0.46782 | 6.8321
140 | -980.1269 | 0 | 980.1269 | 0 | 0 | 0 | 1.4147 | 1.4147 | 1.4147 | 1 | -9.6489 | 1 | -8.2062 | 37.8281
141 | -0.069884 | 0 | 0.069884 | 0 | 0 | 0 | 0.00010087 | 0.00010087 | 0.00010087 | 1 | -9.6489 | 1 | -9.6489 | 0.0023626
142 | -980.1269 | 0 | 980.1269 | 0 | 0 | 0 | 1.4147 | 1.4147 | 1.4147 | 1 | -9.6489 | 1 | -8.2062 | 37.8281
143 | -0.069884 | 0 | 0.069884 | 0 | 0 | 0 | 0.00010087 | 0.00010087 | 0.00010087 | 1 | -9.6489 | 1 | -9.6489 | 0.0023625
144 | 139.5665 | 0 | -139.5665 | 0 | 0 | 0 | 0.29301 | 0.29301 | 0.29301 | 1 | -13.8847 | 1 | -14.1208 | 18.3158
145 | 168.7318 | 0 | -168.7318 | 0 | 0 | 0 | 0.35424 | 0.35424 | 0.35424 | 1 | -13.9961 | 1 | -14.2815 | 22.1433
146 | -209.826 | 0 | 209.826 | 0 | 0 | 0 | 0.30286 | 0.30286 | 0.30286 | 1 | -13.3516 | 1 | -12.8231 | 9.4644
147 | -177.9217 | 0 | 177.9217 | 0 | 0 | 0 | 0.25681 | 0.25681 | 0.25681 | 1 | -13.3516 | 1 | -12.8746 | 8.0253
148 | 92.708 | 0 | -92.708 | 0 | 0 | 0 | 0.13381 | 0.13381 | 0.13381 | 1 | -13.3516 | 1 | -13.5827 | 4.1817
149 | 89.3331 | 0 | -89.3331 | 0 | 0 | 0 | 0.12894 | 0.12894 | 0.12894 | 1 | -13.3516 | 1 | -13.8999 | 4.0295
150 | 38.0242 | 0 | -38.0242 | 0 | 0 | 0 | 0.054883 | 0.054883 | 0.054883 | 1 | -13.3516 | 1 | -13.5852 | 1.4125
151 | -140.6158 | 0 | 140.6158 | 0 | 0 | 0 | 0.20296 | 0.20296 | 0.20296 | 1 | -13.3516 | 1 | -12.856 | 6.3426
152 | 0 | 0 | 0 | 0 | 0 | 0 | 0 | 0 | 0 | 1 | -12.1146 | 1 | -12.1146 | 0
153 | 0 | 0 | 0 | 0 | 0 | 0 | 0 | 0 | 0 | 1 | -12.1146 | 1 | -12.1146 | 0
154 | 24.3575 | 0 | -24.3575 | 0 | 0 | 0 | 0.035157 | 0.035157 | 0.035157 | 1 | -12.1146 | 1 | -12.123 | 2.4754
155 | 30.2329 | 0 | -30.2329 | 0 | 0 | 0 | 0.043637 | 0.043637 | 0.043637 | 1 | -12.1146 | 1 | -12.1249 | 3.0725
156 | 32.2992 | 0 | -32.2992 | 0 | 0 | 0 | 0.04662 | 0.04662 | 0.04662 | 1 | -12.1146 | 1 | -12.1249 | 3.2824
157 | -186.8896 | 0 | 186.8896 | 0 | 0 | 0 | 0.26975 | 0.26975 | 0.26975 | 1 | -12.1146 | 1 | -12.0322 | 18.9928
158 | 1655.5555 | 0 | -1655.5555 | 0 | 0 | 0 | 2.3896 | 2.3896 | 2.3896 | 1 | -1.4096 | 1 | -3.8664 | 58.0286
159 | 258.5959 | 0 | -258.5959 | 0 | 0 | 0 | 0.37325 | 0.37325 | 0.37325 | 1 | 0.0087778 | 1 | -1.7062 | 9.064
160 | 258.8867 | 0 | -258.8867 | 0 | 0 | 0 | 0.37367 | 0.37367 | 0.37367 | 1 | 0.0087778 | 1 | -1.7062 | 9.0742
161 | -833.3632 | 0 | 833.3632 | 0 | 0 | 0 | 1.2029 | 1.2029 | 1.2029 | 1 | 0.0087778 | 1 | 0.24752 | 59.9973
162 | -859.1373 | 0 | 859.1373 | 0 | 0 | 0 | 1.2401 | 1.2401 | 1.2401 | 1 | 0.0087778 | 1 | 0.24752 | 61.8529
163 | -463.9367 | 0 | 463.9367 | 0 | 0 | 0 | 0.66963 | 0.66963 | 0.66963 | 1 | 0.0087778 | 1 | 1.4123 | 20.9263
164 | -464.4815 | 0 | 464.4815 | 0 | 0 | 0 | 0.67042 | 0.67042 | 0.67042 | 1 | 0.0087778 | 1 | 1.4139 | 20.9509
165 | 500.8195 | 0 | -500.8195 | 0 | 0 | 0 | 0.72287 | 0.72287 | 0.72287 | 1 | 0.0087778 | 1 | -0.79525 | 23.3591
166 | 500.8195 | 0 | -500.8195 | 0 | 0 | 0 | 0.72287 | 0.72287 | 0.72287 | 1 | 0.0087778 | 1 | -0.79525 | 25.3067
167 | -830.8183 | 0 | 830.8183 | 0 | 0 | 0 | 1.1992 | 1.1992 | 1.1992 | 1 | -7.0596 | 1 | -5.7753 | 31.1986
168 | 830.8183 | 0 | -830.8183 | 0 | 0 | 0 | 1.1992 | 1.1992 | 1.1992 | 1 | -7.0596 | 1 | -8.202 | 38.3396
169 | 360.0952 | 0 | -360.0952 | 0 | 0 | 0 | 0.51975 | 0.51975 | 0.51975 | 1 | 0.70153 | 1 | -3.3943 | 20.624
170 | 270.1642 | 0 | -270.1642 | 0 | 0 | 0 | 0.38995 | 0.38995 | 0.38995 | 1 | 0.70153 | 1 | -1.3687 | 12.186
171 | 838.9076 | 0 | -838.9076 | 0 | 0 | 0 | 1.2109 | 1.2109 | 1.2109 | 1 | 0.70153 | 1 | -1.9632 | 42.3905
172 | -1.4211e-14 | 0 | 1.4211e-14 | 0 | 0 | 0 | 2.0512e-17 | 2.0512e-17 | 2.0512e-17 | 1 | -0.52523 | 1 | -0.52523 | 6.4099e-16
173 | 473.8163 | 0 | -473.8163 | 0 | 0 | 0 | 0.68389 | 0.68389 | 0.68389 | 1 | -0.52523 | 1 | -1.9632 | 23.9422
174 | -473.8163 | 0 | 473.8163 | 0 | 0 | 0 | 0.68389 | 0.68389 | 0.68389 | 1 | -0.52523 | 1 | -0.16661 | 15.948
175 | -16.7659 | 0 | 16.7659 | 0 | 0 | 0 | 0.035199 | 0.035199 | 0.035199 | 1 | -8.8379 | 1 | -8.7302 | 1.6469
176 | -167.7978 | 0 | 167.7978 | 0 | 0 | 0 | 0.35228 | 0.35228 | 0.35228 | 1 | -8.8379 | 1 | -6.3013 | 16.7798
177 | 250.7742 | 0 | -250.7742 | 0 | 0 | 0 | 0.36196 | 0.36196 | 0.36196 | 1 | -9.4236 | 1 | -9.586 | 11.3114
178 | 118.5279 | 0 | -118.5279 | 0 | 0 | 0 | 0.17108 | 0.17108 | 0.17108 | 1 | -9.4236 | 1 | -9.5595 | 5.3463
179 | -228.9281 | 0 | 228.9281 | 0 | 0 | 0 | 0.33043 | 0.33043 | 0.33043 | 1 | -9.4236 | 1 | -8.5954 | 10.326
180 | -528.5191 | 0 | 528.5191 | 0 | 0 | 0 | 0.76285 | 0.76285 | 0.76285 | 1 | -9.4236 | 1 | -6.6695 | 23.8394
181 | 96.3304 | 0 | -96.3304 | 0 | 0 | 0 | 0.13904 | 0.13904 | 0.13904 | 1 | -9.4236 | 1 | -10.4443 | 10.9841
182 | 204.8148 | 0 | -204.8148 | 0 | 0 | 0 | 0.29562 | 0.29562 | 0.29562 | 1 | -9.4236 | 1 | -11.3441 | 23.354
183 | 133.421 | 0 | -133.421 | 0 | 0 | 0 | 0.28011 | 0.28011 | 0.28011 | 1 | -15.0596 | 1 | -15.7699 | 16.8887
184 | 0 | 0 | 0 | 0 | 0 | 0
185 | 0 | 0 | 0 | 0 | 0 | 0
186 | 604.0968 | 0 | -604.0968 | 0 | 0 | 0 | 0.87194 | 0.87194 | 0.87194 | 1 | 7.9353 | 1 | 6.0039 | 22.6848
187 | 904.012 | 0 | -904.012 | 0 | 0 | 0 | 1.3048 | 1.3048 | 1.3048 | 1 | 7.9353 | 1 | 5.0425 | 33.9471
188 | -54.2258 | 0 | 54.2258 | 0 | 0 | 0 | 0.078268 | 0.078268 | 0.078268 | 1 | -9.586 | 1 | -9.5595 | 2.4459
189 | 255.0476 | 0 | -255.0476 | 0 | 0 | 0 | 0.36813 | 0.36813 | 0.36813 | 1 | -1.7062 | 1 | -2.6577 | 11.8959
190 | 0 | 0 | 0 | 0 | 0 | 0 | 0 | 0 | 0 | 1 | -8.6785 | 1 | -8.6785 | 0
191 | 0 | 0 | 0 | 0 | 0 | 0 | 0 | 0 | 0 | 1 | 1.6455 | 1 | 1.6455 | 0
192 | 0 | 0 | 0 | 0 | 0 | 0 | 0 | 0 | 0 | 1 | 1.6455 | 1 | 1.6455 | 0
193 | 243.9486 | 0 | -243.9486 | 0 | 0 | 0 | 0.35211 | 0.35211 | 0.35211 | 1 | -6.9889 | 1 | -7.8299 | 22.1168
194 | 244.1798 | 0 | -244.1798 | 0 | 0 | 0 | 0.35244 | 0.35244 | 0.35244 | 1 | -6.9889 | 1 | -7.8293 | 11.014
195 | 305.1339 | 0 | -305.1339 | 0 | 0 | 0 | 0.44042 | 0.44042 | 0.44042 | 1 | -6.9889 | 1 | -8.0129 | 17.4762
196 | 263.8079 | 0 | -263.8079 | 0 | 0 | 0 | 0.38077 | 0.38077 | 0.38077 | 1 | -6.9889 | 1 | -8.4701 | 24.7011
197 | -297.8952 | 0 | 297.8952 | 0 | 0 | 0 | 0.42997 | 0.42997 | 0.42997 | 1 | -6.9889 | 1 | -5.874 | 17.0616
198 | -20.551 | 0 | 20.551 | 0 | 0 | 0 | 0.029663 | 0.029663 | 0.029663 | 1 | -6.9889 | 1 | -6.9398 | 1.177
199 | -288.5367 | 0 | 288.5367 | 0 | 0 | 0 | 0.41647 | 0.41647 | 0.41647 | 1 | -6.9889 | 1 | -6.4318 | 16.5256
200 | 519.5659 | 0 | -519.5659 | 0 | 0 | 0 | 0.74993 | 0.74993 | 0.74993 | 1 | 3.2755 | 1 | 2.675 | 27.6659
201 | 958.1239 | 0 | -958.1239 | 0 | 0 | 0 | 1.3829 | 1.3829 | 1.3829 | 1 | 3.2755 | 1 | 1.992 | 35.5915
202 | -1584.6028 | 0 | 1584.6028 | 0 | 0 | 0 | 2.2872 | 2.2872 | 2.2872 | 1 | 3.2755 | 1 | 6.7954 | 47.729
203 | 738.9867 | 0 | -738.9867 | 0 | 0 | 0 | 1.0666 | 1.0666 | 1.0666 | 1 | 4.0306 | 1 | 3.191 | 30.1997
204 | 775.2018 | 0 | -775.2018 | 0 | 0 | 0 | 1.1189 | 1.1189 | 1.1189 | 1 | 4.0306 | 1 | 2.2576 | 34.4841
205 | -1514.2755 | 0 | 1514.2755 | 0 | 0 | 0 | 2.1857 | 2.1857 | 2.1857 | 1 | 4.0306 | 1 | 7.3944 | 45.6107
206 | 396.5114 | 0 | -396.5114 | 0 | 0 | 0 | 0.57231 | 0.57231 | 0.57231 | 1 | 2.4537 | 1 | 0.73369 | 16.3983
207 | 396.721 | 0 | -396.721 | 0 | 0 | 0 | 0.57262 | 0.57262 | 0.57262 | 1 | 2.4537 | 1 | 0.73369 | 16.407
208 | -396.7379 | 0 | 396.7379 | 0 | 0 | 0 | 0.57264 | 0.57264 | 0.57264 | 1 | 2.4537 | 1 | 3.561 | 16.4077
209 | -396.4946 | 0 | 396.4946 | 0 | 0 | 0 | 0.57229 | 0.57229 | 0.57229 | 1 | 2.4537 | 1 | 3.561 | 16.3976
210 | -28.5043 | 0 | 28.5043 | 0 | 0 | 0 | 0.059843 | 0.059843 | 0.059843 | 1 | -12.4773 | 1 | -12.4134 | 7.1083
211 | -28.5043 | 0 | 28.5043 | 0 | 0 | 0 | 0.059843 | 0.059843 | 0.059843 | 1 | -12.4773 | 1 | -12.4134 | 6.6911
212 | -29.9914 | 0 | 29.9914 | 0 | 0 | 0 | 0.062966 | 0.062966 | 0.062966 | 1 | -12.4773 | 1 | -12.4533 | 4.0805
213 | -10 | 0 | 10 | 0 | 0 | 0 | 0.014434 | 0.014434 | 0.014434 | 1 | -3.9406 | 1 | -3.9054 | 0.45106
214 | 0 | 0 | 0 | 0 | 0 | 0 | 0 | 0 | 0 | 1 | -0.52523 | 1 | -0.52523 | 0
215 | -270.1642 | 0 | 270.1642 | 0 | 0 | 0 | 0.38995 | 0.38995 | 0.38995 | 1 | -2.9558 | 1 | -1.3687 | 12.186
216 | 270.1642 | 0 | -270.1642 | 0 | 0 | 0 | 0.38995 | 0.38995 | 0.38995 | 1 | -2.9558 | 1 | -3.9054 | 12.186
217 | -951.8335 | 0 | 951.8335 | 0 | 0 | 0 | 1.3739 | 1.3739 | 1.3739 | 1 | -8.5954 | 1 | -7.0984 | 42.9334
218 | -206.8062 | 0 | 206.8062 | 0 | 0 | 0 | 0.2985 | 0.2985 | 0.2985 | 1 | -8.5954 | 1 | -7.5411 | 11.8446
219 | -187.4408 | 0 | 187.4408 | 0 | 0 | 0 | 0.27055 | 0.27055 | 0.27055 | 1 | -8.5954 | 1 | -7.6363 | 10.7354
220 | 288.2076 | 0 | -288.2076 | 0 | 0 | 0 | 0.41599 | 0.41599 | 0.41599 | 1 | 3.191 | 1 | 0.5136 | 25.687
221 | 332.6925 | 0 | -332.6925 | 0 | 0 | 0 | 0.4802 | 0.4802 | 0.4802 | 1 | 3.191 | 1 | 2.2576 | 18.4727
222 | 226.9729 | 0 | -226.9729 | 0 | 0 | 0 | 0.32761 | 0.32761 | 0.32761 | 1 | 2.675 | 1 | 2.4067 | 10.2378
223 | 680.1763 | 0 | -680.1763 | 0 | 0 | 0 | 0.98175 | 0.98175 | 0.98175 | 1 | 2.675 | 1 | -0.58336 | 30.68
224 | -106.6215 | 0 | 106.6215 | 0 | 0 | 0 | 0.22385 | 0.22385 | 0.22385 | 1 | 0.1742 | 1 | 1.2888 | 9.2634
225 | 1.1844 | 0 | -1.1844 | 0 | 0 | 0 | 0.0024865 | 0.0024865 | 0.0024865 | 1 | 0.1742 | 1 | 0.1635 | 0.19133
226 | 77.4096 | 0 | -77.4096 | 0 | 0 | 0 | 0.16252 | 0.16252 | 0.16252 | 1 | 0.1742 | 1 | -0.56311 | 10.1587
227 | 0 | 0 | 0 | 0 | 0 | 0 | 0 | 0 | 0 | 1 | -11.2387 | 1 | -11.2387 | 0
228 | 183 | 0 | -183 | 0 | 0 | 0 | 0.3842 | 0.3842 | 0.3842 | 1 | -10.3893 | 1 | -10.8048 | 42.5581
229 | 336 | 0 | -336 | 0 | 0 | 0 | 0.70542 | 0.70542 | 0.70542 | 1 | -10.3893 | 1 | -11.1501 | 78.1395
230 | -92.289 | 0 | 92.289 | 0 | 0 | 0 | 0.19376 | 0.19376 | 0.19376 | 1 | -10.3893 | 1 | -9.0851 | 14.9094
231 | 230.7955 | 0 | -230.7955 | 0 | 0 | 0 | 0.48454 | 0.48454 | 0.48454 | 1 | -10.3893 | 1 | -10.7061 | 37.2852
232 | -158.9457 | 0 | 158.9457 | 0 | 0 | 0 | 0.3337 | 0.3337 | 0.3337 | 1 | -11.341 | 1 | -9.0851 | 25.6778
233 | -47.8724 | 0 | 47.8724 | 0 | 0 | 0 | 0.10051 | 0.10051 | 0.10051 | 1 | -11.341 | 1 | -11.2766 | 7.7338
234 | 243.2245 | 0 | -243.2245 | 0 | 0 | 0 | 0.35106 | 0.35106 | 0.35106 | 1 | -11.8796 | 1 | -12.1249 | 14.6256
235 | 206.8062 | 0 | -206.8062 | 0 | 0 | 0 | 0.2985 | 0.2985 | 0.2985 | 1 | -6.5871 | 1 | -7.5411 | 11.8446
236 | 227.4408 | 0 | -227.4408 | 0 | 0 | 0 | 0.32828 | 0.32828 | 0.32828 | 1 | -6.5871 | 1 | -7.6363 | 13.0264
237 | -211.9427 | 0 | 211.9427 | 0 | 0 | 0 | 0.30591 | 0.30591 | 0.30591 | 1 | -6.5871 | 1 | -5.874 | 9.5599
238 | -212.3043 | 0 | 212.3043 | 0 | 0 | 0 | 0.30643 | 0.30643 | 0.30643 | 1 | -6.5871 | 1 | -5.874 | 9.5762
239 | -78.3699 | 0 | 78.3699 | 0 | 0 | 0 | 0.11312 | 0.11312 | 0.11312 | 1 | -9.5037 | 1 | -9.1629 | 4.4885
240 | -167.7241 | 0 | 167.7241 | 0 | 0 | 0 | 0.24209 | 0.24209 | 0.24209 | 1 | -9.5037 | 1 | -8.7751 | 9.6062
241 | 336.5948 | 0 | -336.5948 | 0 | 0 | 0 | 0.48583 | 0.48583 | 0.48583 | 1 | -6.5051 | 1 | -8.4046 | 15.1824
242 | 136.6993 | 0 | -136.6993 | 0 | 0 | 0 | 0.19731 | 0.19731 | 0.19731 | 1 | -6.5051 | 1 | -6.745 | 6.3082
243 | -308.4053 | 0 | 308.4053 | 0 | 0 | 0 | 0.44514 | 0.44514 | 0.44514 | 1 | -9.5363 | 1 | -8.0129 | 17.6635
244 | -403.8944 | 0 | 403.8944 | 0 | 0 | 0 | 0.58297 | 0.58297 | 0.58297 | 1 | -9.5363 | 1 | -6.4936 | 23.1326
245 | 101.0904 | 0 | -101.0904 | 0 | 0 | 0 | 0.14591 | 0.14591 | 0.14591 | 1 | -9.5363 | 1 | -10.4443 | 5.9048
246 | 233.2635 | 0 | -233.2635 | 0 | 0 | 0 | 0.33669 | 0.33669 | 0.33669 | 1 | -9.5363 | 1 | -11.3441 | 13.6252
247 | 461.2076 | 0 | -461.2076 | 0 | 0 | 0 | 0.6657 | 0.6657 | 0.6657 | 1 | 1.992 | 1 | 1.4209 | 17.3191
248 | 496.9163 | 0 | -496.9163 | 0 | 0 | 0 | 0.71724 | 0.71724 | 0.71724 | 1 | 1.992 | 1 | 1.5214 | 28.4603
249 | -304.7677 | 0 | 304.7677 | 0 | 0 | 0 | 0.63985 | 0.63985 | 0.63985 | 1 | 2.0382 | 1 | 2.3265 | 25.25
250 | 335.6473 | 0 | -335.6473 | 0 | 0 | 0 | 0.70468 | 0.70468 | 0.70468 | 1 | 2.0382 | 1 | 0.13928 | 44.6339
251 | 322.6447 | 0 | -322.6447 | 0 | 0 | 0 | 0.67738 | 0.67738 | 0.67738 | 1 | 1.2888 | 1 | 1.2455 | 32.8894
252 | -246.5599 | 0 | 246.5599 | 0 | 0 | 0 | 0.51764 | 0.51764 | 0.51764 | 1 | 2.9274 | 1 | 2.9579 | 20.0945
253 | -282.1728 | 0 | 282.1728 | 0 | 0 | 0 | 0.59241 | 0.59241 | 0.59241 | 1 | 2.9579 | 1 | 3.1914 | 27.7183
254 | 199.6447 | 0 | -199.6447 | 0 | 0 | 0 | 0.41915 | 0.41915 | 0.41915 | 1 | 1.2455 | 1 | 0.13928 | 26.5485
255 | 0 | 0 | 0 | 0 | 0 | 0 | 0 | 0 | 0 | 1 | -0.044684 | 1 | -0.044684 | 0
256 | 3.5527e-15 | 0 | -3.5527e-15 | 0 | 0 | 0 | 7.4588e-18 | 7.4588e-18 | 7.4588e-18 | 1 | -0.044684 | 1 | -0.044684 | 8.0378e-16
257 | -173.2195 | 0 | 173.2195 | 0 | 0 | 0 | 0.36367 | 0.36367 | 0.36367 | 1 | -2.2738 | 1 | -1.9397 | 15.6902
258 | -171.9809 | 0 | 171.9809 | 0 | 0 | 0 | 0.36107 | 0.36107 | 0.36107 | 1 | -2.2738 | 1 | -1.9421 | 15.578
259 | 162.1002 | 0 | -162.1002 | 0 | 0 | 0 | 0.34032 | 0.34032 | 0.34032 | 1 | -2.2738 | 1 | -2.5225 | 14.683
260 | 162.1002 | 0 | -162.1002 | 0 | 0 | 0 | 0.34032 | 0.34032 | 0.34032 | 1 | -2.2738 | 1 | -2.5225 | 14.683
261 | -450.4927 | 0 | 450.4927 | 0 | 0 | 0 | 0.65023 | 0.65023 | 0.65023 | 1 | -8.8121 | 1 | -6.7769 | 15.0214
262 | -450.4927 | 0 | 450.4927 | 0 | 0 | 0 | 0.65023 | 0.65023 | 0.65023 | 1 | -8.8121 | 1 | -6.7769 | 15.0214
263 | 0 | 0 | 0 | 0 | 0 | 0 | 0 | 0 | 0 | 1 | 20.2562 | 1 | 20.2562 | 0
264 | -62 | 0 | 62 | 0 | 0 | 0 | 0.13017 | 0.13017 | 0.13017 | 1 | 20.2562 | 1 | 20.6736 | 8.8571
265 | -6 | 0 | 6 | 0 | 0 | 0 | 0.0086603 | 0.0086603 | 0.0086603 | 1 | -1.276 | 1 | -1.2752 | 0.54545
266 | -135.5472 | 0 | 135.5472 | 0 | 0 | 0 | 0.19565 | 0.19565 | 0.19565 | 1 | 6.0039 | 1 | 6.5488 | 4.8015
267 | 739.644 | 0 | -739.644 | 0 | 0 | 0 | 1.0676 | 1.0676 | 1.0676 | 1 | 6.0039 | 1 | 5.5831 | 27.4756
268 | 1321.9048 | 0 | -1321.9048 | 0 | 0 | 0 | 1.908 | 1.908 | 1.908 | 1 | 5.0425 | 1 | 4.2934 | 49.1049
269 | -417.8928 | 0 | 417.8928 | 0 | 0 | 0 | 0.60318 | 0.60318 | 0.60318 | 1 | 5.0425 | 1 | 6.5909 | 14.8031
270 | -814.0054 | 0 | 814.0054 | 0 | 0 | 0 | 1.1749 | 1.1749 | 1.1749 | 1 | -6.2962 | 1 | -5.591 | 33.9593
271 | -814.0054 | 0 | 814.0054 | 0 | 0 | 0 | 1.1749 | 1.1749 | 1.1749 | 1 | -6.2962 | 1 | -5.591 | 33.9593
272 | 0 | 0 | 0 | 0 | 0 | 0 | 0 | 0 | 0 | 1 | -6.2962 | 1 | -6.2962 | 0
273 | -224.4279 | 0 | 224.4279 | 0 | 0 | 0 | 0.32393 | 0.32393 | 0.32393 | 1 | -4.5666 | 1 | -3.8315 | 9.6987
274 | -360.0952 | 0 | 360.0952 | 0 | 0 | 0 | 0.51975 | 0.51975 | 0.51975 | 1 | -4.5666 | 1 | -3.3943 | 20.624
275 | 231.4864 | 0 | -231.4864 | 0 | 0 | 0 | 0.33412 | 0.33412 | 0.33412 | 1 | -4.5666 | 1 | -5.2527 | 13.2581
276 | 301.0368 | 0 | -301.0368 | 0 | 0 | 0 | 0.43451 | 0.43451 | 0.43451 | 1 | -4.5666 | 1 | -5.4589 | 17.2415
277 | 268.4884 | 0 | -268.4884 | 0 | 0 | 0 | 0.38753 | 0.38753 | 0.38753 | 1 | 5.6364 | 1 | 4.2934 | 10.0822
278 | -307.4884 | 0 | 307.4884 | 0 | 0 | 0 | 0.44382 | 0.44382 | 0.44382 | 1 | 5.6364 | 1 | 6.0388 | 12.3788
279 | 0 | 0 | 0 | 0 | 0 | 0 | 0 | 0 | 0 | 1 | 14.4615 | 1 | 14.4615 | 0
280 | -2.1828e-11 | 0 | 2.1828e-11 | 0 | 0 | 0 | 4.5827e-14 | 4.5827e-14 | 4.5827e-14 | 1 | 14.4615 | 1 | 14.4615 | 2.1828e-12
281 | 0 | 0 | 0 | 0 | 0 | 0 | 0 | 0 | 0 | 1 | 14.4615 | 1 | 14.4615 | 0
282 | 0 | 0 | 0 | 0 | 0 | 0 | 0 | 0 | 0 | 1 | 14.4615 | 1 | 14.4615 | 0
283 | 0 | 0 | 0 | 0 | 0 | 0 | 0 | 0 | 0 | 1 | 14.4615 | 1 | 14.4615 | 0
284 | 0 | 0 | 0 | 0 | 0 | 0 | 0 | 0 | 0 | 1 | 14.4615 | 1 | 14.4615 | 0
285 | 0 | 0 | 0 | 0 | 0 | 0 | 0 | 0 | 0 | 1 | 14.4615 | 1 | 14.4615 | 0
286 | 0 | 0 | 0 | 0 | 0 | 0 | 0 | 0 | 0 | 1 | 14.4615 | 1 | 14.4615 | 0
287 | 193.7183 | 0 | -193.7183 | 0 | 0 | 0 | 0.27961 | 0.27961 | 0.27961 | 1 | -11.9553 | 1 | -12.0471 | 12.1074
288 | 193.7183 | 0 | -193.7183 | 0 | 0 | 0 | 0.27961 | 0.27961 | 0.27961 | 1 | -11.9553 | 1 | -12.0471 | 12.1074
289 | -368.4577 | 0 | 368.4577 | 0 | 0 | 0 | 0.53182 | 0.53182 | 0.53182 | 1 | -11.9553 | 1 | -11.7645 | 23.2172
290 | -368.4577 | 0 | 368.4577 | 0 | 0 | 0 | 0.53182 | 0.53182 | 0.53182 | 1 | -11.9553 | 1 | -11.7645 | 23.2172
291 | 0 | 0 | 0 | 0 | 0 | 0
292 | -353.8738 | 0 | 353.8738 | 0 | 0 | 0 | 0.51077 | 0.51077 | 0.51077 | 1 | -0.90023 | 1 | 0 | 11.4227
293 | -43.1668 | 0 | 43.1668 | 0 | 0 | 0 | 0.062306 | 0.062306 | 0.062306 | 1 | -0.90023 | 1 | -0.80335 | 1.972
294 | 397.0406 | 0 | -397.0406 | 0 | 0 | 0 | 0.57308 | 0.57308 | 0.57308 | 1 | -0.90023 | 1 | -1.0836 | 165.4336
295 | -406.2516 | 0 | 406.2516 | 0 | 0 | 0 | 0.58637 | 0.58637 | 0.58637 | 1 | -1.0402 | 1 | 0 | 13.0586
296 | -105.7078 | 0 | 105.7078 | 0 | 0 | 0 | 0.15258 | 0.15258 | 0.15258 | 1 | -1.0402 | 1 | -0.80335 | 4.829
297 | 511.9594 | 0 | -511.9594 | 0 | 0 | 0 | 0.73895 | 0.73895 | 0.73895 | 1 | -1.0402 | 1 | -1.2767 | 213.3164
298 | -19 | 0 | 19 | 0 | 0 | 0 | 0.083103 | 0.083103 | 0.083103 | 1 | -8.1099 | 1 | -8.0992 | 63.3333
299 | 0 | 0 | 0 | 0 | 0 | 0 | 0 | 0 | 0 | 1 | -8.0992 | 1 | -8.0992 | 0
300 | 152.6375 | 0 | -152.6375 | 0 | 0 | 0 | 0.32046 | 0.32046 | 0.32046 | 1 | -8.3941 | 1 | -8.7302 | 12.6986
301 | -174.9089 | 0 | 174.9089 | 0 | 0 | 0 | 0.25246 | 0.25246 | 0.25246 | 1 | -8.0129 | 1 | -6.4318 | 10.0177
302 | 0 | 0 | 0 | 0 | 0 | 0
303 | 0 | 0 | 0 | 0 | 0 | 0 | 0 | 0 | 0 | 1 | 20.6736 | 1 | 20.6736 | 0
304 | 173.6589 | 0 | -173.6589 | 0 | 0 | 0 | 0.36459 | 0.36459 | 0.36459 | 1 | 17.165 | 1 | 16.5977 | 18.7739
305 | -176.6589 | 0 | 176.6589 | 0 | 0 | 0 | 0.37089 | 0.37089 | 0.37089 | 1 | 17.165 | 1 | 17.8769 | 17.3535
306 | -106.5019 | 0 | 106.5019 | 0 | 0 | 0 | 0.2236 | 0.2236 | 0.2236 | 1 | 16.5977 | 1 | 17.3794 | 11.5013
307 | 85.8079 | 0 | -85.8079 | 0 | 0 | 0 | 0.18015 | 0.18015 | 0.18015 | 1 | 16.5977 | 1 | 16.4329 | 7.4164
308 | 299.7158 | 0 | -299.7158 | 0 | 0 | 0 | 0.62924 | 0.62924 | 0.62924 | 1 | 16.5977 | 1 | 15.2658 | 25.9046
309 | -105.3629 | 0 | 105.3629 | 0 | 0 | 0 | 0.2212 | 0.2212 | 0.2212 | 1 | 16.5977 | 1 | 17.8282 | 11.3783
310 | -106.5019 | 0 | 106.5019 | 0 | 0 | 0 | 0.2236 | 0.2236 | 0.2236 | 1 | 17.3794 | 1 | 17.8282 | 10.4414
311 | 262.7988 | 0 | -262.7988 | 0 | 0 | 0 | 0.37932 | 0.37932 | 0.37932 | 1 | 17.1687 | 1 | 16.3691 | 11.886
312 | 0 | 0 | 0 | 0 | 0 | 0
313 | -633.9364 | 0 | 633.9364 | 0 | 0 | 0 | 0.91501 | 0.91501 | 0.91501 | 1 | 0 | 1 | 0.056299 | 21.3375
314 | -208.6915 | 0 | 208.6915 | 0 | 0 | 0 | 0.30122 | 0.30122 | 0.30122 | 1 | 0 | 1 | 0.19729 | 6.7363
315 | 193.7183 | 0 | -193.7183 | 0 | 0 | 0 | 0.27961 | 0.27961 | 0.27961 | 1 | -12.0471 | 1 | -12.1249 | 12.1074
316 | 193.7183 | 0 | -193.7183 | 0 | 0 | 0 | 0.27961 | 0.27961 | 0.27961 | 1 | -12.0471 | 1 | -12.1249 | 12.1074
317 | 35.3592 | 0 | -35.3592 | 0 | 0 | 0 | 0.074235 | 0.074235 | 0.074235 | 1 | 0.46782 | 1 | 0.071042 | 6.6092
318 | -1030.031 | 0 | 1030.031 | 0 | 0 | 0 | 1.4867 | 1.4867 | 1.4867 | 1 | 1.0796 | 1 | 2.8253 | 52.0481
319 | 807.0896 | 0 | -807.0896 | 0 | 0 | 0 | 1.1649 | 1.1649 | 1.1649 | 1 | 0.2388 | 1 | -3.4111 | 42.3892
320 | 97.523 | 0 | -97.523 | 0 | 0 | 0 | 0.14076 | 0.14076 | 0.14076 | 1 | -9.141 | 1 | -9.1543 | 3.2947
321 | -120.6187 | 0 | 120.6187 | 0 | 0 | 0 | 0.1741 | 0.1741 | 0.1741 | 1 | -9.141 | 1 | -8.7751 | 6.0949
322 | -135.5472 | 0 | 135.5472 | 0 | 0 | 0 | 0.19565 | 0.19565 | 0.19565 | 1 | 6.5488 | 1 | 6.5909 | 4.8916
323 | 482.5097 | 0 | -482.5097 | 0 | 0 | 0 | 0.69644 | 0.69644 | 0.69644 | 1 | 2.0641 | 1 | 0.23476 | 16.312
324 | 492.3914 | 0 | -492.3914 | 0 | 0 | 0 | 0.71071 | 0.71071 | 0.71071 | 1 | 2.0641 | 1 | 0.19729 | 16.6461
325 | -254.826 | 0 | 254.826 | 0 | 0 | 0 | 0.36781 | 0.36781 | 0.36781 | 1 | -12.8231 | 1 | -10.7602 | 17.8951
326 | 166.7934 | 0 | -166.7934 | 0 | 0 | 0 | 0.24075 | 0.24075 | 0.24075 | 1 | -8.6695 | 1 | -9.6176 | 8.7281
327 | 162.9582 | 0 | -162.9582 | 0 | 0 | 0 | 0.23521 | 0.23521 | 0.23521 | 1 | -8.6695 | 1 | -9.5958 | 14.7074
328 | -8.9885 | 0 | 8.9885 | 0 | 0 | 0 | 0.039314 | 0.039314 | 0.039314 | 1 | -12.8375 | 1 | -12.7157 | 2.4626
329 | 8.9885 | 0 | -8.9885 | 0 | 0 | 0 | 0.039314 | 0.039314 | 0.039314 | 1 | -12.5941 | 1 | -12.7157 | 2.4559
330 | -125.0569 | 0 | 125.0569 | 0 | 0 | 0 | 0.26255 | 0.26255 | 0.26255 | 1 | -12.4983 | 1 | -11.2379 | 23.8658
331 | -129.9327 | 0 | 129.9327 | 0 | 0 | 0 | 0.27279 | 0.27279 | 0.27279 | 1 | -12.4983 | 1 | -11.1803 | 24.7963
332 | 109.9062 | 0 | -109.9062 | 0 | 0 | 0 | 0.23074 | 0.23074 | 0.23074 | 1 | -12.4983 | 1 | -13.4219 | 15.3715
333 | 95.0834 | 0 | -95.0834 | 0 | 0 | 0 | 0.19962 | 0.19962 | 0.19962 | 1 | -12.4983 | 1 | -13.2958 | 13.2984
334 | -589.6478 | 0 | 589.6478 | 0 | 0 | 0 | 0.85108 | 0.85108 | 0.85108 | 1 | -6.4936 | 1 | -2.4608 | 29.4529
335 | 281.7395 | 0 | -281.7395 | 0 | 0 | 0 | 0.40666 | 0.40666 | 0.40666 | 1 | -6.4936 | 1 | -7.3894 | 25.4278
336 | 291.3811 | 0 | -291.3811 | 0 | 0 | 0 | 0.42057 | 0.42057 | 0.42057 | 1 | -6.4936 | 1 | -7.3133 | 21.6479
337 | 66.551 | 0 | -66.551 | 0 | 0 | 0 | 0.096058 | 0.096058 | 0.096058 | 1 | -6.4936 | 1 | -6.9398 | 6.0064
338 | -552.9182 | 0 | 552.9182 | 0 | 0 | 0 | 0.79807 | 0.79807 | 0.79807 | 1 | -6.4936 | 1 | -5.5721 | 25.7891
339 | 101.3107 | 0 | -101.3107 | 0 | 0 | 0 | 0.2127 | 0.2127 | 0.2127 | 1 | -11.3945 | 1 | -11.597 | 26.5907
340 | 82.8511 | 0 | -82.8511 | 0 | 0 | 0 | 0.17394 | 0.17394 | 0.17394 | 1 | -11.3945 | 1 | -11.8972 | 9.875
341 | 183.6893 | 0 | -183.6893 | 0 | 0 | 0 | 0.38565 | 0.38565 | 0.38565 | 1 | -11.1842 | 1 | -11.5514 | 48.2124
342 | -138.8318 | 0 | 138.8318 | 0 | 0 | 0 | 0.29147 | 0.29147 | 0.29147 | 1 | -11.1842 | 1 | -10.7061 | 22.0019
343 | 26.9087 | 0 | -26.9087 | 0 | 0 | 0 | 0.056494 | 0.056494 | 0.056494 | 1 | -11.1842 | 1 | -11.2766 | 4.2645
344 | 152.2244 | 0 | -152.2244 | 0 | 0 | 0 | 0.31959 | 0.31959 | 0.31959 | 1 | -11.7904 | 1 | -12.4134 | 22.8909
345 | 126.7387 | 0 | -126.7387 | 0 | 0 | 0 | 0.26608 | 0.26608 | 0.26608 | 1 | -2.3863 | 1 | -2.4385 | 33.2648
346 | -239.4734 | 0 | 239.4734 | 0 | 0 | 0 | 0.34565 | 0.34565 | 0.34565 | 1 | 5.5831 | 1 | 6.5909 | 8.8204
347 | 979.1174 | 0 | -979.1174 | 0 | 0 | 0 | 1.4132 | 1.4132 | 1.4132 | 1 | 5.5831 | 1 | 2.8253 | 32.9558
348 | -88.7933 | 0 | 88.7933 | 0 | 0 | 0 | 0.18642 | 0.18642 | 0.18642 | 1 | -0.89335 | 1 | -0.57752 | 13.3524
349 | -89.2389 | 0 | 89.2389 | 0 | 0 | 0 | 0.18735 | 0.18735 | 0.18735 | 1 | -0.89335 | 1 | -0.57752 | 30.8785
350 | -202.0161 | 0 | 202.0161 | 0 | 0 | 0 | 0.29159 | 0.29159 | 0.29159 | 1 | -1.1064 | 1 | -0.26192 | 10.4132
351 | 769.0903 | 0 | -769.0903 | 0 | 0 | 0 | 1.1101 | 1.1101 | 1.1101 | 1 | -5.591 | 1 | -8.7902 | 27.8152
352 | 776.477 | 0 | -776.477 | 0 | 0 | 0 | 1.1207 | 1.1207 | 1.1207 | 1 | -5.591 | 1 | -8.7836 | 28.0824
353 | -158.814 | 0 | 158.814 | 0 | 0 | 0 | 0.22923 | 0.22923 | 0.22923 | 1 | -12.1762 | 1 | -12.1249 | 13.2345
354 | -159.3792 | 0 | 159.3792 | 0 | 0 | 0 | 0.23004 | 0.23004 | 0.23004 | 1 | -12.1762 | 1 | -12.1249 | 13.2816
355 | 10.5462 | 0 | -10.5462 | 0 | 0 | 0 | 0.015222 | 0.015222 | 0.015222 | 1 | -12.1762 | 1 | -12.1856 | 0.65914
356 | 10.6557 | 0 | -10.6557 | 0 | 0 | 0 | 0.01538 | 0.01538 | 0.01538 | 1 | -12.1762 | 1 | -12.1856 | 0.66598
357 | 50.5227 | 0 | -50.5227 | 0 | 0 | 0 | 0.072923 | 0.072923 | 0.072923 | 1 | -12.1762 | 1 | -12.1863 | 3.1577
358 | 50.4687 | 0 | -50.4687 | 0 | 0 | 0 | 0.072845 | 0.072845 | 0.072845 | 1 | -12.1762 | 1 | -12.1864 | 3.1543
359 | 18.5191 | 0 | -18.5191 | 0 | 0 | 0 | 0.03888 | 0.03888 | 0.03888 | 1 | -2.3831 | 1 | -2.4146 | 2.6532
360 | 27.3544 | 0 | -27.3544 | 0 | 0 | 0 | 0.057429 | 0.057429 | 0.057429 | 1 | -2.3831 | 1 | -2.4146 | 4.4191
361 | 64.3998 | 0 | -64.3998 | 0 | 0 | 0 | 0.1352 | 0.1352 | 0.1352 | 1 | -2.3831 | 1 | -2.5225 | 5.1192
362 | 64.3998 | 0 | -64.3998 | 0 | 0 | 0 | 0.1352 | 0.1352 | 0.1352 | 1 | -2.3831 | 1 | -2.5225 | 5.1192
363 | -96.7888 | 0 | 96.7888 | 0 | 0 | 0 | 0.2032 | 0.2032 | 0.2032 | 1 | -2.3831 | 1 | -2.1348 | 7.1168
364 | -81.8844 | 0 | 81.8844 | 0 | 0 | 0 | 0.17191 | 0.17191 | 0.17191 | 1 | -2.3831 | 1 | -2.1724 | 6.0209
365 | 307.4884 | 0 | -307.4884 | 0 | 0 | 0 | 0.44382 | 0.44382 | 0.44382 | 1 | 6.5909 | 1 | 6.0388 | 12.3788
366 | 724.2876 | 0 | -724.2876 | 0 | 0 | 0 | 1.0454 | 1.0454 | 1.0454 | 1 | -8.6785 | 1 | -10.4281 | 26.9052
367 | 724.2876 | 0 | -724.2876 | 0 | 0 | 0 | 1.0454 | 1.0454 | 1.0454 | 1 | -8.6785 | 1 | -9.955 | 28.8561
368 | 4.708 | 0 | -4.708 | 0 | 0 | 0 | 0.0098843 | 0.0098843 | 0.0098843 | 1 | 0.14576 | 1 | 0.13928 | 0.76059
369 | 128.2661 | 0 | -128.2661 | 0 | 0 | 0 | 0.26929 | 0.26929 | 0.26929 | 1 | -9.6038 | 1 | -10.0258 | 20.7215
370 | -239.8079 | 0 | 239.8079 | 0 | 0 | 0 | 0.50347 | 0.50347 | 0.50347 | 1 | -9.6038 | 1 | -9.1479 | 38.7412
371 | 208.0175 | 0 | -208.0175 | 0 | 0 | 0 | 0.43672 | 0.43672 | 0.43672 | 1 | 4.4375 | 1 | 2.3265 | 46.9566
372 | -303.7158 | 0 | 303.7158 | 0 | 0 | 0 | 0.63764 | 0.63764 | 0.63764 | 1 | 14.8348 | 1 | 15.2658 | 24.2778
373 | -737.2532 | 0 | 737.2532 | 0 | 0 | 0 | 1.0641 | 1.0641 | 1.0641 | 1 | 14.4615 | 1 | 15.3164 | 46.4265
374 | 745.8643 | 0 | -745.8643 | 0 | 0 | 0 | 1.0766 | 1.0766 | 1.0766 | 1 | 14.4615 | 1 | 7.3944 | 36.7421
375 | 809.0792 | 0 | -809.0792 | 0 | 0 | 0 | 1.1678 | 1.1678 | 1.1678 | 1 | 14.4615 | 1 | 6.7954 | 39.8561
376 | -141.4399 | 0 | 141.4399 | 0 | 0 | 0 | 0.20415 | 0.20415 | 0.20415 | 1 | -9.9483 | 1 | -9.6176 | 6.524
377 | -149.7726 | 0 | 149.7726 | 0 | 0 | 0 | 0.21618 | 0.21618 | 0.21618 | 1 | -9.9483 | 1 | -9.5958 | 13.5174
378 | -191.7841 | 0 | 191.7841 | 0 | 0 | 0 | 0.40264 | 0.40264 | 0.40264 | 1 | -12.4134 | 1 | -12.036 | 17.3718
379 | -619.283 | 0 | 619.283 | 0 | 0 | 0 | 0.89386 | 0.89386 | 0.89386 | 1 | -1.617 | 1 | -0.79525 | 24.9309
380 | -619.283 | 0 | 619.283 | 0 | 0 | 0 | 0.89386 | 0.89386 | 0.89386 | 1 | -1.617 | 1 | -0.79525 | 24.9309
381 | 598.9182 | 0 | -598.9182 | 0 | 0 | 0 | 0.86446 | 0.86446 | 0.86446 | 1 | -2.4741 | 1 | -5.5721 | 29.916
382 | -552.5191 | 0 | 552.5191 | 0 | 0 | 0 | 0.79749 | 0.79749 | 0.79749 | 1 | -6.6695 | 1 | -5.9379 | 24.9219
383 | -1119.8335 | 0 | 1119.8335 | 0 | 0 | 0 | 1.6163 | 1.6163 | 1.6163 | 1 | -7.0984 | 1 | -5.6156 | 50.5112
384 | 71.6999 | 0 | -71.6999 | 0 | 0 | 0 | 0.31361 | 0.31361 | 0.31361 | 1 | 6.9899 | 1 | 6.9014 | 29.5062
385 | 71.9525 | 0 | -71.9525 | 0 | 0 | 0 | 0.31471 | 0.31471 | 0.31471 | 1 | 6.9899 | 1 | 6.9011 | 29.6101
386 | 73.1027 | 0 | -73.1027 | 0 | 0 | 0 | 0.31974 | 0.31974 | 0.31974 | 1 | 6.9899 | 1 | 6.9206 | 30.0834
387 | 73.3609 | 0 | -73.3609 | 0 | 0 | 0 | 0.32087 | 0.32087 | 0.32087 | 1 | 6.9899 | 1 | 6.9204 | 30.1897
388 | -229.3917 | 0 | 229.3917 | 0 | 0 | 0 | 0.3311 | 0.3311 | 0.3311 | 1 | 5.6639 | 1 | 5.6824 | 10.3469
389 | 0 | 0 | 0 | 0 | 0 | 0 | 0 | 0 | 0 | 1 | -9.482 | 1 | -9.482 | 0
390 | -769.0903 | 0 | 769.0903 | 0 | 0 | 0 | 1.1101 | 1.1101 | 1.1101 | 1 | -9.482 | 1 | -8.7902 | 25.9916
391 | -776.477 | 0 | 776.477 | 0 | 0 | 0 | 1.1207 | 1.1207 | 1.1207 | 1 | -9.482 | 1 | -8.7836 | 26.2412
392 | 0.069884 | 0 | -0.069884 | 0 | 0 | 0 | 0.00010087 | 0.00010087 | 0.00010087 | 1 | -9.482 | 1 | -9.4821 | 0.0041947
393 | 0.069884 | 0 | -0.069884 | 0 | 0 | 0 | 0.00010087 | 0.00010087 | 0.00010087 | 1 | -9.482 | 1 | -9.4821 | 0.0041947
394 | 0 | 0 | 0 | 0 | 0 | 0 | 0 | 0 | 0 | 1 | -8.7902 | 1 | -8.7902 | 0
395 | 0 | 0 | 0 | 0 | 0 | 0 | 0 | 0 | 0 | 1 | -8.7836 | 1 | -8.7836 | 0
396 | 18.8143 | 0 | -18.8143 | 0 | 0 | 0 | 0.027156 | 0.027156 | 0.027156 | 1 | -6.7769 | 1 | -6.8453 | 0.84864
397 | 309.8274 | 0 | -309.8274 | 0 | 0 | 0 | 0.4472 | 0.4472 | 0.4472 | 1 | -6.7769 | 1 | -7.9031 | 13.9751
398 | -258.7606 | 0 | 258.7606 | 0 | 0 | 0 | 0.37349 | 0.37349 | 0.37349 | 1 | -2.6577 | 1 | -1.7429 | 17.3898
399 | -213.0468 | 0 | 213.0468 | 0 | 0 | 0 | 0.44728 | 0.44728 | 0.44728 | 1 | -16.0796 | 1 | -15.7699 | 20.928
400 | -135.3411 | 0 | 135.3411 | 0 | 0 | 0 | 0.19535 | 0.19535 | 0.19535 | 1 | -8.4046 | 1 | -7.9031 | 6.1047
401 | 136.6993 | 0 | -136.6993 | 0 | 0 | 0 | 0.19731 | 0.19731 | 0.19731 | 1 | -6.745 | 1 | -6.8453 | 6.3082
402 | 768.9722 | 0 | -768.9722 | 0 | 0 | 0 | 1.1099 | 1.1099 | 1.1099 | 1 | 21.3932 | 1 | 20.8636 | 23.12
403 | -631.4612 | 0 | 631.4612 | 0 | 0 | 0 | 0.91144 | 0.91144 | 0.91144 | 1 | 21.3932 | 1 | 26.8524 | 18.9856
404 | 767.8112 | 0 | -767.8112 | 0 | 0 | 0 | 1.1082 | 1.1082 | 1.1082 | 1 | 21.3924 | 1 | 20.8636 | 23.0851
405 | -631.4612 | 0 | 631.4612 | 0 | 0 | 0 | 0.91144 | 0.91144 | 0.91144 | 1 | 21.3924 | 1 | 26.8516 | 18.9856
406 | -98.622 | 0 | 98.622 | 0 | 0 | 0 | 0.14235 | 0.14235 | 0.14235 | 1 | -10.7602 | 1 | -10.4443 | 5.2824
407 | -98.7987 | 0 | 98.7987 | 0 | 0 | 0 | 0.1426 | 0.1426 | 0.1426 | 1 | -10.7602 | 1 | -10.4443 | 5.2918
408 | 146.3131 | 0 | -146.3131 | 0 | 0 | 0 | 0.21118 | 0.21118 | 0.21118 | 1 | -10.7602 | 1 | -11.5525 | 6.6175
409 | -186.8434 | 0 | 186.8434 | 0 | 0 | 0 | 0.26969 | 0.26969 | 0.26969 | 1 | 0.056299 | 1 | 0.23476 | 6.2889
410 | 0 | 0 | 0 | 0 | 0 | 0 | 0 | 0 | 0 | 1 | -5.4589 | 1 | -5.4589 | 0
411 | 231.4864 | 0 | -231.4864 | 0 | 0 | 0 | 0.33412 | 0.33412 | 0.33412 | 1 | -5.2527 | 1 | -5.6156 | 13.2581
412 | 301.0368 | 0 | -301.0368 | 0 | 0 | 0 | 0.43451 | 0.43451 | 0.43451 | 1 | -5.4589 | 1 | -5.9379 | 17.2415
413 | -370.7739 | 0 | 370.7739 | 0 | 0 | 0 | 0.77842 | 0.77842 | 0.77842 | 1 | 3.1914 | 1 | 7.4474 | 68.9171
414 | 357.1298 | 0 | -357.1298 | 0 | 0 | 0 | 0.51547 | 0.51547 | 0.51547 | 1 | 3.0705 | 1 | -0.26192 | 16.3222
415 | -58.3054 | 0 | 58.3054 | 0 | 0 | 0 | 0.084157 | 0.084157 | 0.084157 | 1 | 6.7714 | 1 | 6.9865 | 1.7578
416 | 721.6102 | 0 | -721.6102 | 0 | 0 | 0 | 1.0416 | 1.0416 | 1.0416 | 1 | 6.7714 | 1 | 3.816 | 23.4441
417 | -57.8141 | 0 | 57.8141 | 0 | 0 | 0 | 0.083448 | 0.083448 | 0.083448 | 1 | 6.7732 | 1 | 6.9865 | 1.8894
418 | 722.0528 | 0 | -722.0528 | 0 | 0 | 0 | 1.0422 | 1.0422 | 1.0422 | 1 | 6.7732 | 1 | 3.816 | 24.3034
419 | 146.0445 | 0 | -146.0445 | 0 | 0 | 0 | 0.30661 | 0.30661 | 0.30661 | 1 | -2.3152 | 1 | -2.4305 | 38.3319
420 | -73.6288 | 0 | 73.6288 | 0 | 0 | 0 | 0.15458 | 0.15458 | 0.15458 | 1 | -2.3152 | 1 | -2.2521 | 19.3251
421 | -421.4157 | 0 | 421.4157 | 0 | 0 | 0 | 0.60826 | 0.60826 | 0.60826 | 1 | -1.2177 | 1 | -0.58336 | 19.0084
422 | -724.2876 | 0 | 724.2876 | 0 | 0 | 0 | 1.0454 | 1.0454 | 1.0454 | 1 | -10.4281 | 1 | -9.955 | 28.8561
423 | 624.3828 | 0 | -624.3828 | 0 | 0 | 0 | 0.90122 | 0.90122 | 0.90122 | 1 | -10.4281 | 1 | -10.9626 | 35.7608
424 | 792.1923 | 0 | -792.1923 | 0 | 0 | 0 | 1.1434 | 1.1434 | 1.1434 | 1 | -10.4281 | 1 | -11.1062 | 45.3718
425 | 75.6288 | 0 | -75.6288 | 0 | 0 | 0 | 0.15878 | 0.15878 | 0.15878 | 1 | -2.2037 | 1 | -2.2521 | 19.8501
426 | -5.0805 | 0 | 5.0805 | 0 | 0 | 0 | 0.010666 | 0.010666 | 0.010666 | 1 | -2.4385 | 1 | -2.4305 | 1.3335
427 | 0 | 0 | 0 | 0 | 0 | 0 | 0 | 0 | 0 | 1 | 6.9865 | 1 | 6.9865 | 0
428 | -4.5475e-13 | 0 | 4.5475e-13 | 0 | 0 | 0 | 1.989e-15 | 1.989e-15 | 1.989e-15 | 1 | 9.3638 | 1 | 9.3638 | 1.4035e-13
429 | -82.8079 | 0 | 82.8079 | 0 | 0 | 0 | 0.17385 | 0.17385 | 0.17385 | 1 | 16.1833 | 1 | 16.4329 | 6.918
430 | 737.2532 | 0 | -737.2532 | 0 | 0 | 0 | 1.0641 | 1.0641 | 1.0641 | 1 | 16.3691 | 1 | 15.3165 | 46.4265
431 | -673.1371 | 0 | 673.1371 | 0 | 0 | 0 | 0.97159 | 0.97159 | 0.97159 | 1 | 16.3691 | 1 | 17.9358 | 30.4449
432 | -679.6647 | 0 | 679.6647 | 0 | 0 | 0 | 0.98101 | 0.98101 | 0.98101 | 1 | 16.3691 | 1 | 17.9509 | 30.7401
433 | 80.0345 | 0 | -80.0345 | 0 | 0 | 0 | 0.16803 | 0.16803 | 0.16803 | 1 | -10.0258 | 1 | -10.1184 | 13.3614
434 | 19.1418 | 0 | -19.1418 | 0 | 0 | 0 | 0.040187 | 0.040187 | 0.040187 | 1 | -10.098 | 1 | -10.1196 | 2.5187
435 | 0 | 0 | 0 | 0 | 0 | 0 | 0 | 0 | 0 | 1 | 9.0045 | 1 | 9.0045 | 0
436 | 399.5119 | 0 | -399.5119 | 0 | 0 | 0 | 0.57665 | 0.57665 | 0.57665 | 1 | 8.0628 | 1 | 7.3944 | 18.0204
437 | 106.5701 | 0 | -106.5701 | 0 | 0 | 0 | 0.15382 | 0.15382 | 0.15382 | 1 | -0.26192 | 1 | -0.69233 | 5.4933
438 | 54 | 0 | -54 | 0 | 0 | 0 | 0.077942 | 0.077942 | 0.077942 | 1 | -1.9077 | 1 | -2.0315 | 2.4357
439 | -1.5348e-11 | 0 | 1.5348e-11 | 0 | 0 | 0 | 2.2153e-14 | 2.2153e-14 | 2.2153e-14 | 1 | -1.9077 | 1 | -1.9077 | 6.9227e-13
440 | 935.3746 | 0 | -935.3746 | 0 | 0 | 0 | 1.3501 | 1.3501 | 1.3501 | 1 | -1.9077 | 1 | -5.9379 | 34.7465
441 | 780.2035 | 0 | -780.2035 | 0 | 0 | 0 | 1.1261 | 1.1261 | 1.1261 | 1 | -1.9077 | 1 | -3.9054 | 28.9823
442 | -74.8076 | 0 | 74.8076 | 0 | 0 | 0 | 0.10798 | 0.10798 | 0.10798 | 1 | -14.526 | 1 | -13.8999 | 3.3743
443 | -111.6251 | 0 | 111.6251 | 0 | 0 | 0 | 0.16112 | 0.16112 | 0.16112 | 1 | -14.526 | 1 | -13.5852 | 5.035
444 | -42.5248 | 0 | 42.5248 | 0 | 0 | 0 | 0.061379 | 0.061379 | 0.061379 | 1 | 1.4123 | 1 | 1.6455 | 1.9181
445 | -42.2243 | 0 | 42.2243 | 0 | 0 | 0 | 0.060946 | 0.060946 | 0.060946 | 1 | 1.4139 | 1 | 1.6455 | 1.9046
446 | 292.9271 | 0 | -292.9271 | 0 | 0 | 0 | 0.4228 | 0.4228 | 0.4228 | 1 | 1.6455 | 1 | 0.041846 | 29.5289
447 | 28 | 0 | -28 | 0 | 0 | 0 | 0.040415 | 0.040415 | 0.040415 | 1 | 1.6455 | 1 | 1.5472 | 1.263
448 | 28 | 0 | -28 | 0 | 0 | 0 | 0.040415 | 0.040415 | 0.040415 | 1 | 1.6455 | 1 | 1.5472 | 1.263
449 | 0 | 0 | 0 | 0 | 0 | 0 | 0 | 0 | 0 | 1 | 1.2221 | 1 | 1.2221 | 0
450 | 0 | 0 | 0 | 0 | 0 | 0 | 0 | 0 | 0 | 1 | 1.2221 | 1 | 1.2221 | 0
451 | 205.7888 | 0 | -205.7888 | 0 | 0 | 0 | 0.43204 | 0.43204 | 0.43204 | 1 | -1.0021 | 1 | -2.1348 | 15.1315
452 | 176.8844 | 0 | -176.8844 | 0 | 0 | 0 | 0.37136 | 0.37136 | 0.37136 | 1 | -1.1971 | 1 | -2.1724 | 13.0062
453 | -295.6664 | 0 | 295.6664 | 0 | 0 | 0 | 0.42676 | 0.42676 | 0.42676 | 1 | -0.80335 | 1 | 0.23476 | 10.3633
454 | -283.6999 | 0 | 283.6999 | 0 | 0 | 0 | 0.40949 | 0.40949 | 0.40949 | 1 | -0.80335 | 1 | 0.19729 | 9.9439
455 | -245.4087 | 0 | 245.4087 | 0 | 0 | 0 | 0.51522 | 0.51522 | 0.51522 | 1 | -2.4305 | 1 | -2.1896 | 64.4117
456 | -228.6273 | 0 | 228.6273 | 0 | 0 | 0 | 0.47999 | 0.47999 | 0.47999 | 1 | -2.4305 | 1 | -2.3544 | 60.0072
457 | -233.6425 | 0 | 233.6425 | 0 | 0 | 0 | 0.33723 | 0.33723 | 0.33723 | 1 | -12.123 | 1 | -12.0991 | 23.7442
458 | 0 | 0 | 0 | 0 | 0 | 0 | 0 | 0 | 0 | 1 | -15.7699 | 1 | -15.7699 | 0
459 | -207.9217 | 0 | 207.9217 | 0 | 0 | 0 | 0.30011 | 0.30011 | 0.30011 | 1 | -12.8746 | 1 | -11.3441 | 9.3785
460 | -650.296 | 0 | 650.296 | 0 | 0 | 0 | 0.93862 | 0.93862 | 0.93862 | 1 | -5.874 | 1 | -2.6407 | 34.1542
461 | -807.0896 | 0 | 807.0896 | 0 | 0 | 0 | 1.1649 | 1.1649 | 1.1649 | 1 | -5.874 | 1 | -3.4111 | 42.3892
462 | 223.7891 | 0 | -223.7891 | 0 | 0 | 0 | 0.32301 | 0.32301 | 0.32301 | 1 | -5.874 | 1 | -6.4318 | 20.9737
463 | 225.6566 | 0 | -225.6566 | 0 | 0 | 0 | 0.32571 | 0.32571 | 0.32571 | 1 | -5.874 | 1 | -6.4318 | 12.9242
464 | 1076.0252 | 0 | -1076.0252 | 0 | 0 | 0 | 1.5531 | 1.5531 | 1.5531 | 1 | -5.7753 | 1 | -8.2 | 54.3447
465 | 239.5736 | 0 | -239.5736 | 0 | 0 | 0 | 0.50297 | 0.50297 | 0.50297 | 1 | -13.2377 | 1 | -13.5159 | 22.9477
466 | 243.9476 | 0 | -243.9476 | 0 | 0 | 0 | 0.51216 | 0.51216 | 0.51216 | 1 | -13.4299 | 1 | -13.7305 | 23.3666
467 | 92.708 | 0 | -92.708 | 0 | 0 | 0 | 0.13381 | 0.13381 | 0.13381 | 1 | -13.5827 | 1 | -13.8999 | 4.1817
468 | 43.1755 | 0 | -43.1755 | 0 | 0 | 0 | 0.090645 | 0.090645 | 0.090645 | 1 | -0.237 | 1 | -0.56311 | 3.7511
469 | 120.455 | 0 | -120.455 | 0 | 0 | 0 | 0.25289 | 0.25289 | 0.25289 | 1 | -0.237 | 1 | -0.57752 | 18.1135
470 | 120.5772 | 0 | -120.5772 | 0 | 0 | 0 | 0.25315 | 0.25315 | 0.25315 | 1 | -0.237 | 1 | -0.57752 | 29.8458
471 | 0 | 0 | 0 | 0 | 0 | 0 | 0 | 0 | 0 | 1 | -1.9077 | 1 | -1.9077 | 0
472 | 0 | 0 | 0 | 0 | 0 | 0 | 0 | 0 | 0 | 1 | -1.9077 | 1 | -1.9077 | 0
473 | 33 | 0 | -33 | 0 | 0 | 0 | 0.047631 | 0.047631 | 0.047631 | 1 | -2.0315 | 1 | -2.0325 | 1.4885
474 | 0 | 0 | 0 | 0 | 0 | 0 | 0 | 0 | 0 | 1 | -2.0315 | 1 | -2.0315 | 0
475 | 0 | 0 | 0 | 0 | 0 | 0 | 0 | 0 | 0 | 1 | -1.9077 | 1 | -1.9077 | 0
476 | 0 | 0 | 0 | 0 | 0 | 0
477 | 388.3747 | 0 | -388.3747 | 0 | 0 | 0 | 0.56057 | 0.56057 | 0.56057 | 1 | -11.5525 | 1 | -12.856 | 27.2735
478 | 911.2407 | 0 | -911.2407 | 0 | 0 | 0 | 1.3153 | 1.3153 | 1.3153 | 1 | 3.5662 | 1 | 3.5594 | 55.4958
479 | 911.2407 | 0 | -911.2407 | 0 | 0 | 0 | 1.3153 | 1.3153 | 1.3153 | 1 | 3.5662 | 1 | 3.5594 | 55.4958
480 | 418.0841 | 0 | -418.0841 | 0 | 0 | 0 | 0.60345 | 0.60345 | 0.60345 | 1 | 3.5662 | 1 | 3.561 | 25.4619
481 | 417.8959 | 0 | -417.8959 | 0 | 0 | 0 | 0.60318 | 0.60318 | 0.60318 | 1 | 3.5662 | 1 | 3.561 | 25.4504
482 | 21.3738 | 0 | -21.3738 | 0 | 0 | 0 | 0.03085 | 0.03085 | 0.03085 | 1 | 3.56 | 1 | 3.5594 | 0.64263
483 | 21.3738 | 0 | -21.3738 | 0 | 0 | 0 | 0.03085 | 0.03085 | 0.03085 | 1 | 3.56 | 1 | 3.5594 | 0.64263
484 | -21.3462 | 0 | 21.3462 | 0 | 0 | 0 | 0.030811 | 0.030811 | 0.030811 | 1 | 3.56 | 1 | 3.561 | 0.6418
485 | -21.4014 | 0 | 21.4014 | 0 | 0 | 0 | 0.03089 | 0.03089 | 0.03089 | 1 | 3.56 | 1 | 3.561 | 0.64346
486 | 0 | 0 | 0 | 0 | 0 | 0 | 0 | 0 | 0 | 1 | -5.5721 | 1 | -5.5721 | 0
487 | 2.7882 | 0 | -2.7882 | 0 | 0 | 0 | 0.0040245 | 0.0040245 | 0.0040245 | 1 | -9.1543 | 1 | -9.1629 | 0.094197
488 | -691.8551 | 0 | 691.8551 | 0 | 0 | 0 | 0.99861 | 0.99861 | 0.99861 | 1 | 17.9358 | 1 | 20.8636 | 32.2393
489 | -689.9467 | 0 | 689.9467 | 0 | 0 | 0 | 0.99585 | 0.99585 | 0.99585 | 1 | 17.9509 | 1 | 20.8636 | 32.1504
490 | -132.9286 | 0 | 132.9286 | 0 | 0 | 0 | 0.19187 | 0.19187 | 0.19187 | 1 | 3.4263 | 1 | 3.816 | 4.6593
491 | -227.6861 | 0 | 227.6861 | 0 | 0 | 0 | 0.47802 | 0.47802 | 0.47802 | 1 | 18.0662 | 1 | 18.4556 | 21.379
492 | 224.6861 | 0 | -224.6861 | 0 | 0 | 0 | 0.47172 | 0.47172 | 0.47172 | 1 | 18.0662 | 1 | 17.8282 | 21.9206
493 | -286.1678 | 0 | 286.1678 | 0 | 0 | 0 | 0.41305 | 0.41305 | 0.41305 | 1 | 0.17082 | 1 | 2.2576 | 28.5882
494 | -258.7606 | 0 | 258.7606 | 0 | 0 | 0 | 0.37349 | 0.37349 | 0.37349 | 1 | -1.7429 | 1 | -0.95419 | 18.4961
495 | 224.4279 | 0 | -224.4279 | 0 | 0 | 0 | 0.32393 | 0.32393 | 0.32393 | 1 | -1.9632 | 1 | -3.8315 | 9.6987
496 | 0 | 0 | 0 | 0 | 0 | 0 | 0 | 0 | 0 | 1 | 20.6736 | 1 | 20.6736 | 0
497 | -988.3677 | 0 | 988.3677 | 0 | 0 | 0 | 1.4266 | 1.4266 | 1.4266 | 1 | -5.6156 | 1 | -3.9054 | 36.715
498 | 0 | 0 | 0 | 0 | 0 | 0 | 0 | 0 | 0 | 1 | -13.8999 | 1 | -13.8999 | 0
499 | -73.601 | 0 | 73.601 | 0 | 0 | 0 | 0.10623 | 0.10623 | 0.10623 | 1 | -13.5852 | 1 | -13.5798 | 6.6427
500 | 274.6273 | 0 | -274.6273 | 0 | 0 | 0 | 0.57657 | 0.57657 | 0.57657 | 1 | -2.2091 | 1 | -2.3544 | 72.0807
501 | 258.6768 | 0 | -258.6768 | 0 | 0 | 0 | 0.54308 | 0.54308 | 0.54308 | 1 | 1.8318 | 1 | 0.26842 | 37.0597
502 | 142.5685 | 0 | -142.5685 | 0 | 0 | 0 | 0.29932 | 0.29932 | 0.29932 | 1 | 1.1501 | 1 | 0.26842 | 18.7098
503 | -83.8863 | 0 | 83.8863 | 0 | 0 | 0 | 0.17612 | 0.17612 | 0.17612 | 1 | -0.022393 | 1 | 0.071042 | 18.9788
504 | -48.5271 | 0 | 48.5271 | 0 | 0 | 0 | 0.10188 | 0.10188 | 0.10188 | 1 | 0.071042 | 1 | 0.26842 | 6.3684
505 | 142.1927 | 0 | -142.1927 | 0 | 0 | 0 | 0.29853 | 0.29853 | 0.29853 | 1 | -8.6345 | 1 | -9.0851 | 13.8996
506 | 144.042 | 0 | -144.042 | 0 | 0 | 0 | 0.30241 | 0.30241 | 0.30241 | 1 | -8.6345 | 1 | -9.0851 | 14.5497
507 | -901.1519 | 0 | 901.1519 | 0 | 0 | 0 | 1.3007 | 1.3007 | 1.3007 | 1 | -8.2062 | 1 | -8.2 | 30.4649
508 | -664.4568 | 0 | 664.4568 | 0 | 0 | 0 | 0.95906 | 0.95906 | 0.95906 | 1 | -8.2062 | 1 | -8.202 | 23.2898
509 | 118.4635 | 0 | -118.4635 | 0 | 0 | 0 | 0.17099 | 0.17099 | 0.17099 | 1 | 0.041846 | 1 | -0.79525 | 4.0049
510 | 118.4635 | 0 | -118.4635 | 0 | 0 | 0 | 0.17099 | 0.17099 | 0.17099 | 1 | 0.041846 | 1 | -0.79525 | 4.0049
511 | -57.0149 | 0 | 57.0149 | 0 | 0 | 0 | 0.1197 | 0.1197 | 0.1197 | 1 | -14.1588 | 1 | -13.9271 | 10.4042
512 | 228.0122 | 0 | -228.0122 | 0 | 0 | 0 | 0.4787 | 0.4787 | 0.4787 | 1 | 18.4599 | 1 | 17.8282 | 22.3541
513 | 5.4824 | 0 | -5.4824 | 0 | 0 | 0 | 0.01151 | 0.01151 | 0.01151 | 1 | -13.9259 | 1 | -13.9271 | 1.0004
514 | -54.5394 | 0 | 54.5394 | 0 | 0 | 0 | 0.1145 | 0.1145 | 0.1145 | 1 | -13.9259 | 1 | -13.9207 | 10.1374
515 | -61.2059 | 0 | 61.2059 | 0 | 0 | 0 | 0.1285 | 0.1285 | 0.1285 | 1 | -13.9259 | 1 | -13.8417 | 7.003
516 | -193.7372 | 0 | 193.7372 | 0 | 0 | 0 | 0.40674 | 0.40674 | 0.40674 | 1 | -13.9259 | 1 | -13.659 | 22.1921
517 | -51.5325 | 0 | 51.5325 | 0 | 0 | 0 | 0.10819 | 0.10819 | 0.10819 | 1 | -13.9271 | 1 | -13.8417 | 9.4037
518 | -150.273 | 0 | 150.273 | 0 | 0 | 0 | 0.31549 | 0.31549 | 0.31549 | 1 | -13.9207 | 1 | -13.659 | 27.9318
519 | -247.7589 | 0 | 247.7589 | 0 | 0 | 0 | 0.35761 | 0.35761 | 0.35761 | 1 | -12.8579 | 1 | -12.856 | 31.6423
520 | -62.9862 | 0 | 62.9862 | 0 | 0 | 0 | 0.090913 | 0.090913 | 0.090913 | 1 | -2.4847 | 1 | -2.3083 | 2.278
521 | -436.7795 | 0 | 436.7795 | 0 | 0 | 0 | 0.63044 | 0.63044 | 0.63044 | 1 | 4.3576 | 1 | 5.7099 | 13.156
522 | -436.7795 | 0 | 436.7795 | 0 | 0 | 0 | 0.63044 | 0.63044 | 0.63044 | 1 | 4.3576 | 1 | 5.7099 | 13.156
523 | 447.2588 | 0 | -447.2588 | 0 | 0 | 0 | 0.64556 | 0.64556 | 0.64556 | 1 | -4.7707 | 1 | -6.9889 | 20.611
524 | 440.3904 | 0 | -440.3904 | 0 | 0 | 0 | 0.63565 | 0.63565 | 0.63565 | 1 | -4.7707 | 1 | -6.9889 | 20.2945
525 | -436.7795 | 0 | 436.7795 | 0 | 0 | 0 | 0.63044 | 0.63044 | 0.63044 | 1 | 5.7099 | 1 | 6.9865 | 13.156
526 | -436.7795 | 0 | 436.7795 | 0 | 0 | 0 | 0.63044 | 0.63044 | 0.63044 | 1 | 5.7099 | 1 | 6.9865 | 13.156
527 | 96.7103 | 0 | -96.7103 | 0 | 0 | 0 | 0.13959 | 0.13959 | 0.13959 | 1 | -9.141 | 1 | -9.1543 | 3.2672
528 | -84.9862 | 0 | 84.9862 | 0 | 0 | 0 | 0.12267 | 0.12267 | 0.12267 | 1 | 0.53721 | 1 | 0.73369 | 3.0736
529 | -123.2793 | 0 | 123.2793 | 0 | 0 | 0 | 0.17794 | 0.17794 | 0.17794 | 1 | -9.1543 | 1 | -8.7751 | 4.1648
530 | 1299.8634 | 0 | -1299.8634 | 0 | 0 | 0 | 1.8762 | 1.8762 | 1.8762 | 1 | -1.791 | 1 | -3.3796 | 41.9311
531 | 1282.98 | 0 | -1282.98 | 0 | 0 | 0 | 1.8518 | 1.8518 | 1.8518 | 1 | -1.5786 | 1 | -5.7753 | 57.8701
532 | -371.696 | 0 | 371.696 | 0 | 0 | 0 | 0.5365 | 0.5365 | 0.5365 | 1 | 4.3576 | 1 | 5.6745 | 16.7657
533 | -368.0395 | 0 | 368.0395 | 0 | 0 | 0 | 0.53122 | 0.53122 | 0.53122 | 1 | 4.3576 | 1 | 5.6616 | 16.6008
534 | -309.487 | 0 | 309.487 | 0 | 0 | 0 | 0.44671 | 0.44671 | 0.44671 | 1 | 4.3576 | 1 | 5.4541 | 13.9597
535 | -369.0301 | 0 | 369.0301 | 0 | 0 | 0 | 0.53265 | 0.53265 | 0.53265 | 1 | 4.3576 | 1 | 5.6651 | 16.6455
536 | 124.5646 | 0 | -124.5646 | 0 | 0 | 0 | 0.17979 | 0.17979 | 0.17979 | 1 | -9.587 | 1 | -10.7602 | 8.36
537 | 125.4191 | 0 | -125.4191 | 0 | 0 | 0 | 0.18103 | 0.18103 | 0.18103 | 1 | -9.587 | 1 | -10.7602 | 8.4174
538 | 0 | 0 | 0 | 0 | 0 | 0 | 0 | 0 | 0 | 1 | -9.3958 | 1 | -9.3958 | 0
539 | 0 | 0 | 0 | 0 | 0 | 0 | 0 | 0 | 0 | 1 | -9.3979 | 1 | -9.3979 | 0
540 | 156.7128 | 0 | -156.7128 | 0 | 0 | 0 | 0.2262 | 0.2262 | 0.2262 | 1 | -9.3958 | 1 | -10.7602 | 8.9755
541 | -156.7128 | 0 | 156.7128 | 0 | 0 | 0 | 0.2262 | 0.2262 | 0.2262 | 1 | -9.3958 | 1 | -9.1543 | 8.8538
542 | 158.0116 | 0 | -158.0116 | 0 | 0 | 0 | 0.22807 | 0.22807 | 0.22807 | 1 | -9.3979 | 1 | -10.7602 | 7.8652
543 | -158.0116 | 0 | 158.0116 | 0 | 0 | 0 | 0.22807 | 0.22807 | 0.22807 | 1 | -9.3979 | 1 | -9.1543 | 5.3382
544 | 1171.8634 | 0 | -1171.8634 | 0 | 0 | 0 | 1.6914 | 1.6914 | 1.6914 | 1 | -3.3796 | 1 | -5.7753 | 37.802
545 | -2.1836 | 0 | 2.1836 | 0 | 0 | 0 | 0.0031518 | 0.0031518 | 0.0031518 | 1 | -5.624 | 1 | -5.6156 | 0.10204
546 | -701.7292 | 0 | 701.7292 | 0 | 0 | 0 | 1.0129 | 1.0129 | 1.0129 | 1 | -8.6212 | 1 | -5.9379 | 52.1344
547 | 0 | 0 | 0 | 0 | 0 | 0 | 0 | 0 | 0 | 1 | 5.6651 | 1 | 5.6651 | 0
548 | 0 | 0 | 0 | 0 | 0 | 0 | 0 | 0 | 0 | 1 | 5.4541 | 1 | 5.4541 | 0
549 | 686.7433 | 0 | -686.7433 | 0 | 0 | 0 | 0.99123 | 0.99123 | 0.99123 | 1 | 5.6745 | 1 | 5.6651 | 24.7119
550 | -10.398 | 0 | 10.398 | 0 | 0 | 0 | 0.015008 | 0.015008 | 0.015008 | 1 | 5.6745 | 1 | 5.6824 | 0.46901
551 | -340.563 | 0 | 340.563 | 0 | 0 | 0 | 0.49156 | 0.49156 | 0.49156 | 1 | 5.6616 | 1 | 5.6651 | 12.2549
552 | -27.4766 | 0 | 27.4766 | 0 | 0 | 0 | 0.039659 | 0.039659 | 0.039659 | 1 | 5.6616 | 1 | 5.6824 | 1.2394
553 | -309.487 | 0 | 309.487 | 0 | 0 | 0 | 0.44671 | 0.44671 | 0.44671 | 1 | 5.4541 | 1 | 5.6639 | 13.9597
554 | -346.1803 | 0 | 346.1803 | 0 | 0 | 0 | 0.49967 | 0.49967 | 0.49967 | 1 | 5.6651 | 1 | 5.6651 | 12.457
555 | -22.8498 | 0 | 22.8498 | 0 | 0 | 0 | 0.032981 | 0.032981 | 0.032981 | 1 | 5.6651 | 1 | 5.6824 | 1.0307
556 | 0 | 0 | 0 | 0 | 0 | 0 | 0 | 0 | 0 | 1 | -6.6688 | 1 | -6.6688 | 0
557 | 0 | 0 | 0 | 0 | 0 | 0 | 0 | 0 | 0 | 1 | -6.4312 | 1 | -6.4312 | 0
558 | 682.9617 | 0 | -682.9617 | 0 | 0 | 0 | 0.98577 | 0.98577 | 0.98577 | 1 | -6.4312 | 1 | -8.2062 | 35.2224
559 | -18 | 0 | 18 | 0 | 0 | 0 | 0.025981 | 0.025981 | 0.025981 | 1 | -9.141 | 1 | -9.0835 | 1.0309
560 | 381.0616 | 0 | -381.0616 | 0 | 0 | 0 | 0.55001 | 0.55001 | 0.55001 | 1 | -9.141 | 1 | -11.5525 | 21.8248
561 | -254.6947 | 0 | 254.6947 | 0 | 0 | 0 | 0.53472 | 0.53472 | 0.53472 | 1 | -10.6324 | 1 | -10.1918 | 31.5607
562 | -255.7328 | 0 | 255.7328 | 0 | 0 | 0 | 0.5369 | 0.5369 | 0.5369 | 1 | -10.6324 | 1 | -10.1947 | 31.6893
563 | 560.4338 | 0 | -560.4338 | 0 | 0 | 0 | 0.80892 | 0.80892 | 0.80892 | 1 | 1.4209 | 1 | -0.16661 | 18.8065
564 | 0 | 0 | 0 | 0 | 0 | 0 | 0 | 0 | 0 | 1 | -9.0835 | 1 | -9.0835 | 0
565 | -300.4275 | 0 | 300.4275 | 0 | 0 | 0 | 0.43363 | 0.43363 | 0.43363 | 1 | -11.9915 | 1 | -11.8932 | 32.762
566 | 300.4275 | 0 | -300.4275 | 0 | 0 | 0 | 0.43363 | 0.43363 | 0.43363 | 1 | -11.9915 | 1 | -12.1856 | 27.5369
567 | -735.7886 | 0 | 735.7886 | 0 | 0 | 0 | 1.062 | 1.062 | 1.062 | 1 | 0.70153 | 1 | 3.5269 | 24.8577
568 | -733.3785 | 0 | 733.3785 | 0 | 0 | 0 | 1.0585 | 1.0585 | 1.0585 | 1 | 0.70153 | 1 | 3.5294 | 24.7763
569 | 1.6157 | 0 | -1.6157 | 0 | 0 | 0 | 0.0023321 | 0.0023321 | 0.0023321 | 1 | 7.9353 | 1 | 7.9329 | 0.052544
570 | 1.6082 | 0 | -1.6082 | 0 | 0 | 0 | 0.0023212 | 0.0023212 | 0.0023212 | 1 | 7.9353 | 1 | 7.9329 | 0.052298
571 | 368.8992 | 0 | -368.8992 | 0 | 0 | 0 | 0.53246 | 0.53246 | 0.53246 | 1 | 7.9329 | 1 | 7.3944 | 11.9967
572 | 775.5236 | 0 | -775.5236 | 0 | 0 | 0 | 1.1194 | 1.1194 | 1.1194 | 1 | 7.9329 | 1 | 6.7954 | 25.2203
573 | 0 | 0 | 0 | 0 | 0 | 0 | 0 | 0 | 0 | 1 | 7.9329 | 1 | 7.9329 | 0
574 | 495.9506 | 0 | -495.9506 | 0 | 0 | 0 | 0.71584 | 0.71584 | 0.71584 | 1 | 7.0806 | 1 | 6.5137 | 25.5513
575 | 495.9522 | 0 | -495.9522 | 0 | 0 | 0 | 0.71585 | 0.71585 | 0.71585 | 1 | 6.5137 | 1 | 2.0641 | 17.8979
576 | 159.4388 | 0 | -159.4388 | 0 | 0 | 0 | 0.33473 | 0.33473 | 0.33473 | 1 | -10.6324 | 1 | -11.1108 | 18.475
577 | 159.9887 | 0 | -159.9887 | 0 | 0 | 0 | 0.33589 | 0.33589 | 0.33589 | 1 | -10.6324 | 1 | -11.1108 | 16.4937
578 | 0 | 0 | 0 | 0 | 0 | 0 | 0 | 0 | 0 | 1 | -5.2527 | 1 | -5.2527 | 0
579 | 0 | 0 | 0 | 0 | 0 | 0 | 0 | 0 | 0 | 1 | -12.1856 | 1 | -12.1856 | 0
580 | -74.9205 | 0 | 74.9205 | 0 | 0 | 0 | 0.10814 | 0.10814 | 0.10814 | 1 | -14.526 | 1 | -13.969 | 3.3794
581 | -74.9154 | 0 | 74.9154 | 0 | 0 | 0 | 0.10813 | 0.10813 | 0.10813 | 1 | -14.526 | 1 | -13.8999 | 3.3791
582 | -74.9205 | 0 | 74.9205 | 0 | 0 | 0 | 0.10814 | 0.10814 | 0.10814 | 1 | -13.969 | 1 | -13.8999 | 3.3794
583 | -190.1565 | 0 | 190.1565 | 0 | 0 | 0 | 0.27447 | 0.27447 | 0.27447 | 1 | -13.8999 | 1 | -11.3441 | 8.5772
584 | 498.6814 | 0 | -498.6814 | 0 | 0 | 0 | 1.047 | 1.047 | 1.047 | 1 | 20.5025 | 1 | 18.4556 | 40.9763
585 | -1328.9557 | 0 | 1328.9557 | 0 | 0 | 0 | 1.9182 | 1.9182 | 1.9182 | 1 | -1.791 | 1 | 4.3576 | 40.0288
586 | -1282.8878 | 0 | 1282.8878 | 0 | 0 | 0 | 1.8517 | 1.8517 | 1.8517 | 1 | -1.5786 | 1 | 4.3576 | 38.6412
587 | 67.2567 | 0 | -67.2567 | 0 | 0 | 0 | 0.097077 | 0.097077 | 0.097077 | 1 | 4.3576 | 1 | 4.1695 | 2.0258
588 | 879.784 | 0 | -879.784 | 0 | 0 | 0 | 1.2699 | 1.2699 | 1.2699 | 1 | 4.3576 | 1 | 1.8971 | 26.4995
589 | -56.3682 | 0 | 56.3682 | 0 | 0 | 0 | 0.081361 | 0.081361 | 0.081361 | 1 | -12.0392 | 1 | -11.9553 | 1.8183
590 | 0.12421 | 0 | -0.12421 | 0 | 0 | 0 | 0.00017928 | 0.00017928 | 0.00017928 | 1 | -12.0392 | 1 | -12.0393 | 0.0040068
591 | -56.1105 | 0 | 56.1105 | 0 | 0 | 0 | 0.080988 | 0.080988 | 0.080988 | 1 | -12.0394 | 1 | -11.9553 | 1.81
592 | -0.12421 | 0 | 0.12421 | 0 | 0 | 0 | 0.00017928 | 0.00017928 | 0.00017928 | 1 | -12.0394 | 1 | -12.0393 | 0.0040068
593 | 191.8275 | 0 | -191.8275 | 0 | 0 | 0 | 0.27688 | 0.27688 | 0.27688 | 1 | -1.6345 | 1 | -1.7062 | 6.485
594 | 252.5471 | 0 | -252.5471 | 0 | 0 | 0 | 0.36452 | 0.36452 | 0.36452 | 1 | -1.6345 | 1 | -1.7062 | 13.0179
595 | 118.0866 | 0 | -118.0866 | 0 | 0 | 0 | 0.17044 | 0.17044 | 0.17044 | 1 | 3.191 | 1 | 3.0705 | 4.8796
596 | -387.5833 | 0 | 387.5833 | 0 | 0 | 0 | 0.55943 | 0.55943 | 0.55943 | 1 | 2.675 | 1 | 3.0705 | 16.0158
597 | 2051.2586 | 0 | -2051.2586 | 0 | 0 | 0 | 2.9607 | 2.9607 | 2.9607 | 1 | -6.2962 | 1 | -6.6688 | 77.9058
598 | 682.9617 | 0 | -682.9617 | 0 | 0 | 0 | 0.98577 | 0.98577 | 0.98577 | 1 | -6.2962 | 1 | -6.4312 | 35.2224
599 | 2051.2586 | 0 | -2051.2586 | 0 | 0 | 0 | 2.9607 | 2.9607 | 2.9607 | 1 | -6.6688 | 1 | -8.6785 | 77.9058
600 | 495.9506 | 0 | -495.9506 | 0 | 0 | 0 | 0.71584 | 0.71584 | 0.71584 | 1 | 7.0806 | 1 | 6.5137 | 25.5645
601 | 495.949 | 0 | -495.949 | 0 | 0 | 0 | 0.71584 | 0.71584 | 0.71584 | 1 | 6.5137 | 1 | 2.0641 | 17.8978
602 | 167.1665 | 0 | -167.1665 | 0 | 0 | 0 | 0.35096 | 0.35096 | 0.35096 | 1 | 17.8769 | 1 | 17.4988 | 18.0721
603 | 1082.8763 | 0 | -1082.8763 | 0 | 0 | 0 | 1.563 | 1.563 | 1.563 | 1 | 19.6233 | 1 | 16.3691 | 38.9524
604 | -288.3166 | 0 | 288.3166 | 0 | 0 | 0 | 0.41615 | 0.41615 | 0.41615 | 1 | -8.6785 | 1 | -8.2062 | 9.7734
605 | -103.0936 | 0 | 103.0936 | 0 | 0 | 0 | 0.21644 | 0.21644 | 0.21644 | 1 | 4.4375 | 1 | 5.0858 | 7.9303
606 | -104.9239 | 0 | 104.9239 | 0 | 0 | 0 | 0.22028 | 0.22028 | 0.22028 | 1 | 4.4375 | 1 | 5.0973 | 8.0711
607 | -413.9132 | 0 | 413.9132 | 0 | 0 | 0 | 0.86899 | 0.86899 | 0.86899 | 1 | 3.6095 | 1 | 5.0858 | 31.8395
608 | -409.815 | 0 | 409.815 | 0 | 0 | 0 | 0.86039 | 0.86039 | 0.86039 | 1 | 3.6042 | 1 | 5.0973 | 31.5242
609 | -596.4221 | 0 | 596.4221 | 0 | 0 | 0 | 0.86086 | 0.86086 | 0.86086 | 1 | 3.0705 | 1 | 3.0705 | 39.7615
610 | 880.6195 | 0 | -880.6195 | 0 | 0 | 0 | 1.2711 | 1.2711 | 1.2711 | 1 | 16.3691 | 1 | 9.0742 | 50.3211
611 | 933.4121 | 0 | -933.4121 | 0 | 0 | 0 | 1.3473 | 1.3473 | 1.3473 | 1 | 16.3691 | 1 | 8.6369 | 53.46
612 | 836.2752 | 0 | -836.2752 | 0 | 0 | 0 | 1.2071 | 1.2071 | 1.2071 | 1 | 9.0742 | 1 | 8.7987 | 64.3289
613 | 568.2445 | 0 | -568.2445 | 0 | 0 | 0 | 0.82019 | 0.82019 | 0.82019 | 1 | 8.6369 | 1 | 8.4497 | 43.7111
614 | -168.8335 | 0 | 168.8335 | 0 | 0 | 0 | 0.35446 | 0.35446 | 0.35446 | 1 | 17.4988 | 1 | 17.8282 | 18.2523
615 | -44.3443 | 0 | 44.3443 | 0 | 0 | 0 | 0.064005 | 0.064005 | 0.064005 | 1 | 9.0045 | 1 | 9.0742 | 2.5398
616 | -365.1676 | 0 | 365.1676 | 0 | 0 | 0 | 0.52707 | 0.52707 | 0.52707 | 1 | 8.0628 | 1 | 8.6369 | 20.9145
617 | 185.0215 | 0 | -185.0215 | 0 | 0 | 0 | 0.38844 | 0.38844 | 0.38844 | 1 | 7.7097 | 1 | 7.4474 | 34.2632
618 | 187.7524 | 0 | -187.7524 | 0 | 0 | 0 | 0.39418 | 0.39418 | 0.39418 | 1 | 7.7097 | 1 | 7.4474 | 42.671
619 | 517.0069 | 0 | -517.0069 | 0 | 0 | 0 | 1.0854 | 1.0854 | 1.0854 | 1 | 7.7097 | 1 | 5.0858 | 39.7698
620 | 514.7389 | 0 | -514.7389 | 0 | 0 | 0 | 1.0807 | 1.0807 | 1.0807 | 1 | 7.7097 | 1 | 5.0973 | 39.5953
621 | 0 | 0 | 0 | 0 | 0 | 0 | 0 | 0 | 0 | 1 | -1.9077 | 1 | -1.9077 | 0
622 | -947.0408 | 0 | 947.0408 | 0 | 0 | 0 | 1.3669 | 1.3669 | 1.3669 | 1 | -1.9077 | 1 | 1.8971 | 28.5253

## res_trafo
| p_hv_mw | q_hv_mvar | p_lv_mw | q_lv_mvar | pl_mw | ql_mvar | i_hv_ka | i_lv_ka | vm_hv_pu | va_hv_degree | vm_lv_pu | va_lv_degree | loading_percent
0 | -1.1369e-13 | 0 | 1.1369e-13 | 0 | 0 | 0 | 1.6409e-16 | 4.9725e-16 | 1 | -10.2171 | 1 | -10.2171 | 4.1341e-14
1 | 0 | 0 | 0 | 0 | 0 | 0 | 0 | 0 | 1 | -10.5182 | 1 | -10.5182 | 0
2 | 82 | 0 | -82 | 0 | 0 | 0 | 0.17216 | 0.35866 | 1 | -14.8577 | 1 | -16.2156 | 29.3907
3 | 0 | 0 | 0 | 0 | 0 | 0 | 0 | 0 | 1 | -14.8577 | 1 | -14.8577 | 0
4 | 0 | 0 | 0 | 0 | 0 | 0 | 0 | 0 | 1 | -14.8577 | 1 | -14.8577 | 0
5 | 2.7544 | 0 | -2.7544 | 0 | 0 | 0 | 0.0057828 | 0.04819 | 1 | -0.44881 | 1 | -0.73714 | 2.0403
6 | 2.6734 | 0 | -2.6734 | 0 | 0 | 0 | 0.0056127 | 0.046773 | 1 | -0.44881 | 1 | -0.73714 | 1.9803
7 | 1.5721 | 0 | -1.5721 | 0 | 0 | 0 | 0.0033007 | 0.027505 | 1 | -0.44881 | 1 | -0.73714 | 1.8942
8 | 0 | 0 | 0 | 0 | 0 | 0 | 0 | 0 | 1 | -0.44881 | 1 | -0.44881 | 0
9 | 0 | 0 | 0 | 0 | 0 | 0 | 0 | 0 | 1 | -0.44881 | 1 | -0.44881 | 0
10 | -101.2997 | 0 | 101.2997 | 0 | 0 | 0 | 0.14621 | 0.44307 | 1 | -8.3622 | 1 | -6.6113 | 36.4387
11 | 101.2997 | 0 | -101.2997 | 0 | 0 | 0 | 0.14621 | 0.44307 | 1 | -4.9024 | 1 | -6.6113 | 36.8363
12 | 17.3722 | 0 | -17.3722 | 0 | 0 | 0 | 0.025075 | 0.075983 | 1 | -10.2334 | 1 | -10.543 | 6.4341
13 | -17.3722 | 0 | 17.3722 | 0 | 0 | 0 | 0.025075 | 0.075983 | 1 | -10.8709 | 1 | -10.543 | 6.8126
14 | 25.5459 | 0 | -25.5459 | 0 | 0 | 0 | 0.036872 | 0.11173 | 1 | -9.3133 | 1 | -9.708 | 9.1892
15 | 25.4541 | 0 | -25.4541 | 0 | 0 | 0 | 0.03674 | 0.11133 | 1 | -9.3133 | 1 | -9.708 | 9.1892
16 | 102.5812 | 0 | -102.5812 | 0 | 0 | 0 | 0.21536 | 0.44868 | 1 | -12.7593 | 1 | -14.5912 | 36.8997
17 | 101.4742 | 0 | -101.4742 | 0 | 0 | 0 | 0.21304 | 0.44383 | 1 | -12.7593 | 1 | -14.5912 | 36.8997
18 | -0.42852 | 0 | 0.42852 | 0 | 0 | 0 | 0.00089966 | 0.0074972 | 1 | -12.7593 | 1 | -12.6934 | 0.39314
19 | -0.60467 | 0 | 0.60467 | 0 | 0 | 0 | 0.0012695 | 0.010579 | 1 | -12.7593 | 1 | -12.6671 | 0.5497
20 | 89.9562 | 0 | -89.9562 | 0 | 0 | 0 | 0.18886 | 0.39346 | 1 | -12.6281 | 1 | -14.5912 | 42.6333
21 | 0.42852 | 0 | -0.42852 | 0 | 0 | 0 | 0.00089966 | 0.0074972 | 1 | -12.6281 | 1 | -12.6934 | 0.38956
22 | 0.25397 | 0 | -0.25397 | 0 | 0 | 0 | 0.0005332 | 0.0044433 | 1 | -12.6281 | 1 | -12.6671 | 0.233
23 | 0.35071 | 0 | -0.35071 | 0 | 0 | 0 | 0.00073629 | 0.0061357 | 1 | -12.6281 | 1 | -12.6671 | 0.35071
24 | 465.9698 | 0 | -465.9698 | 0 | 0 | 0 | 0.67257 | 0.97828 | 1 | -11.1254 | 1 | -12.7593 | 57.0342
25 | 428.5515 | 0 | -428.5515 | 0 | 0 | 0 | 0.61856 | 0.89972 | 1 | -11.1254 | 1 | -12.6281 | 52.4543
26 | -2.2737e-13 | 0 | 2.2737e-13 | 0 | 0 | 0 | 4.7736e-16 | 9.945e-16 | 1 | -13.332 | 1 | -13.332 | 8.8129e-14
27 | 385.3108 | 0 | -385.3108 | 0 | 0 | 0 | 0.80894 | 1.6853 | 1 | -13.332 | 1 | -20.7701 | 160.5462
28 | 0 | 0 | 0 | 0 | 0 | 0 | 0 | 0 | 1 | -13.332 | 1 | -13.332 | 0
29 | 358.6892 | 0 | -358.6892 | 0 | 0 | 0 | 0.75305 | 1.5689 | 1 | -13.8459 | 1 | -20.7701 | 149.4538
30 | 2.2737e-13 | 0 | -2.2737e-13 | 0 | 0 | 0 | 4.7736e-16 | 9.945e-16 | 1 | -13.332 | 1 | -13.332 | 9.4739e-14
31 | 0 | 0 | 0 | 0 | 0 | 0 | 0 | 0 | 1 | -13.332 | 1 | -13.332 | 0
32 | 1.3642e-12 | 0 | -1.3642e-12 | 0 | 0 | 0 | 1.9691e-15 | 2.8642e-15 | 1 | -13.332 | 1 | -13.332 | 1.7117e-13
33 | -9.0949e-13 | 0 | 9.0949e-13 | 0 | 0 | 0 | 1.3127e-15 | 1.9094e-15 | 1 | -13.332 | 1 | -13.332 | 1.1411e-13
34 | -77.9066 | 0 | 77.9066 | 0 | 0 | 0 | 0.11245 | 0.16356 | 1 | -13.611 | 1 | -13.332 | 9.7383
35 | 77.9066 | 0 | -77.9066 | 0 | 0 | 0 | 0.11245 | 0.16356 | 1 | -13.611 | 1 | -13.8459 | 8.2007
36 | 0 | 0 | 0 | 0 | 0 | 0 | 0 | 0 | 1 | -9.181 | 1 | -9.181 | 0
37 | 0 | 0 | 0 | 0 | 0 | 0 | 0 | 0 | 1 | -9.181 | 1 | -9.181 | 0
38 | 16.5 | 0 | -16.5 | 0 | 0 | 0 | 0.034641 | 0.072169 | 1 | -9.181 | 1 | -9.4866 | 6.1798
39 | 16.5 | 0 | -16.5 | 0 | 0 | 0 | 0.034641 | 0.072169 | 1 | -9.181 | 1 | -9.4866 | 6.1798
40 | 52.3768 | 0 | -52.3768 | 0 | 0 | 0 | 0.075599 | 0.22909 | 1 | 3.1559 | 1 | 2.2977 | 18.8406
41 | 51.6232 | 0 | -51.6232 | 0 | 0 | 0 | 0.074512 | 0.22579 | 1 | 3.1559 | 1 | 2.2977 | 18.8406
42 | 16.6667 | 0 | -16.6667 | 0 | 0 | 0 | 0.034991 | 0.072898 | 1 | -1.0559 | 1 | -1.3708 | 6.3857
43 | 16.6667 | 0 | -16.6667 | 0 | 0 | 0 | 0.034991 | 0.072898 | 1 | -1.0559 | 1 | -1.3708 | 6.3857
44 | 16.6667 | 0 | -16.6667 | 0 | 0 | 0 | 0.034991 | 0.072898 | 1 | -1.0559 | 1 | -1.3708 | 6.3857
45 | 108.9444 | 0 | -108.9444 | 0 | 0 | 0 | 0.22872 | 0.47651 | 1 | -9.9423 | 1 | -11.7535 | 39.0482
46 | 108.9444 | 0 | -108.9444 | 0 | 0 | 0 | 0.22872 | 0.47651 | 1 | -9.9423 | 1 | -11.7535 | 39.0482
47 | 100.3956 | 0 | -100.3956 | 0 | 0 | 0 | 0.21078 | 0.43912 | 1 | -9.9423 | 1 | -11.7535 | 36.1135
48 | 93.7156 | 0 | -93.7156 | 0 | 0 | 0 | 0.19675 | 0.4099 | 1 | -9.9423 | 1 | -11.7535 | 39.0482
49 | 0 | 0 | 0 | 0 | 0 | 0 | 0 | 0 | 1 | 20.5025 | 1 | 20.5025 | 0
50 | 0 | 0 | 0 | 0 | 0 | 0 | 0 | 0 | 1 | 20.5025 | 1 | 20.5025 | 0
51 | 33.4907 | 0 | -33.4907 | 0 | 0 | 0 | 0.070312 | 0.29297 | 1 | 20.5025 | 1 | 19.5069 | 16.0243
52 | 14.2546 | 0 | -14.2546 | 0 | 0 | 0 | 0.029927 | 0.1247 | 1 | 20.5025 | 1 | 19.5069 | 10.3294
53 | 14.2546 | 0 | -14.2546 | 0 | 0 | 0 | 0.029927 | 0.1247 | 1 | 20.5025 | 1 | 19.5069 | 10.3294
54 | 519.213 | 0 | -519.213 | 0 | 0 | 0 | 0.74942 | 1.0901 | 1 | 21.7982 | 1 | 20.5025 | 45.2276
55 | 497.5037 | 0 | -497.5037 | 0 | 0 | 0 | 0.71808 | 1.0445 | 1 | 21.7982 | 1 | 20.5025 | 45.2276
56 | 0 | 0 | 0 | 0 | 0 | 0 | 0 | 0 | 1 | 1.435 | 1 | 1.435 | 0
57 | 0 | 0 | 0 | 0 | 0 | 0 | 0 | 0 | 1 | -2.4847 | 1 | -2.4847 | 0
58 | 0 | 0 | 0 | 0 | 0 | 0 | 0 | 0 | 1 | -2.4847 | 1 | -2.4847 | 0
59 | 21.5081 | 0 | -21.5081 | 0 | 0 | 0 | 0.031044 | 0.094074 | 1 | -2.4847 | 1 | -2.803 | 6.9606
60 | 19.2807 | 0 | -19.2807 | 0 | 0 | 0 | 0.027829 | 0.084331 | 1 | -2.4847 | 1 | -2.803 | 6.9606
61 | 19.2111 | 0 | -19.2111 | 0 | 0 | 0 | 0.027729 | 0.084027 | 1 | -2.4847 | 1 | -2.803 | 6.9606
62 | 21 | 0 | -21 | 0 | 0 | 0 | 0.030311 | 0.091851 | 1 | -6.5865 | 1 | -6.9372 | 7.554
63 | 21 | 0 | -21 | 0 | 0 | 0 | 0.030311 | 0.091851 | 1 | -6.5865 | 1 | -6.9372 | 7.554
64 | -5.9078 | 0 | 5.9078 | 0 | 0 | 0 | 0.0085271 | 0.02584 | 1 | -1.791 | 1 | -1.6754 | 2.4616
65 | 5.9078 | 0 | -5.9078 | 0 | 0 | 0 | 0.0085271 | 0.02584 | 1 | -1.5786 | 1 | -1.6754 | 2.1251
66 | 0 | 0 | 0 | 0 | 0 | 0 | 0 | 0 | 1 | 0.28854 | 1 | 0.28854 | 0
67 | 0 | 0 | 0 | 0 | 0 | 0 | 0 | 0 | 1 | 0.28854 | 1 | 0.28854 | 0
68 | 37.5 | 0 | -37.5 | 0 | 0 | 0 | 0.07873 | 0.16402 | 1 | 0.28854 | 1 | -0.34521 | 13.4409
69 | 37.5 | 0 | -37.5 | 0 | 0 | 0 | 0.07873 | 0.16402 | 1 | 0.28854 | 1 | -0.34521 | 13.4409
70 | -60.4564 | 0 | 60.4564 | 0 | 0 | 0 | 0.087261 | 0.12693 | 1 | 0.13023 | 1 | 0.28854 | 5.5262
71 | 16.3333 | 0 | -16.3333 | 0 | 0 | 0 | 0.034291 | 0.07144 | 1 | -1.8124 | 1 | -2.1034 | 5.8753
72 | 16.3333 | 0 | -16.3333 | 0 | 0 | 0 | 0.034291 | 0.07144 | 1 | -1.8124 | 1 | -2.1034 | 5.8753
73 | 16.3333 | 0 | -16.3333 | 0 | 0 | 0 | 0.034291 | 0.07144 | 1 | -1.8124 | 1 | -2.1034 | 5.8753
74 | -24.4257 | 0 | 24.4257 | 0 | 0 | 0 | 0.035256 | 0.10683 | 1 | 4.3576 | 1 | 4.7898 | 8.9801
75 | -24.3359 | 0 | 24.3359 | 0 | 0 | 0 | 0.035126 | 0.10644 | 1 | 4.3576 | 1 | 4.7898 | 8.9801
76 | -22.7732 | 0 | 22.7732 | 0 | 0 | 0 | 0.03287 | 0.099607 | 1 | 4.3576 | 1 | 4.7898 | 9.4888
77 | 55.5 | 0 | -55.5 | 0 | 0 | 0 | 0.080107 | 0.24275 | 1 | 4.3576 | 1 | 3.357 | 20.7865
78 | 55.5 | 0 | -55.5 | 0 | 0 | 0 | 0.080107 | 0.24275 | 1 | 4.3576 | 1 | 3.357 | 20.7865
79 | -48.8969 | 0 | 48.8969 | 0 | 0 | 0 | 0.10266 | 0.21387 | 1 | -13.9072 | 1 | -13.0199 | 18.592
80 | -63.5818 | 0 | 63.5818 | 0 | 0 | 0 | 0.13349 | 0.2781 | 1 | -14.1691 | 1 | -13.0199 | 23.2051
81 | 800.7986 | 0 | -800.7986 | 0 | 0 | 0 | 1.1559 | 1.6812 | 1 | 0.22952 | 1 | -1.8243 | 71.6919
82 | 0 | 0 | 0 | 0 | 0 | 0 | 0 | 0 | 1 | -9.587 | 1 | -9.587 | 0
83 | 0 | 0 | 0 | 0 | 0 | 0 | 0 | 0 | 1 | -9.587 | 1 | -9.587 | 0
84 | 0 | 0 | 0 | 0 | 0 | 0 | 0 | 0 | 1 | -9.587 | 1 | -9.587 | 0
85 | 0 | 0 | 0 | 0 | 0 | 0 | 0 | 0 | 1 | -9.587 | 1 | -9.587 | 0
86 | -1.1369e-13 | 0 | 1.1369e-13 | 0 | 0 | 0 | 1.6409e-16 | 4.9725e-16 | 1 | -9.587 | 1 | -9.587 | 4.3227e-14
87 | 1 | 0 | -1 | 0 | 0 | 0 | 0.0014434 | 0.0043739 | 1 | -9.587 | 1 | -9.6042 | 0.38023
88 | 95.2068 | 0 | -95.2068 | 0 | 0 | 0 | 0.13742 | 0.41642 | 1 | 0.36672 | 1 | -1.5271 | 39.6695
89 | 96.5029 | 0 | -96.5029 | 0 | 0 | 0 | 0.13929 | 0.42209 | 1 | 0.36672 | 1 | -1.5271 | 40.2096
90 | 99.2902 | 0 | -99.2902 | 0 | 0 | 0 | 0.14331 | 0.43428 | 1 | 0.36672 | 1 | -1.5271 | 41.3709
91 | 70.4376 | 0 | -70.4376 | 0 | 0 | 0 | 0.14788 | 0.30808 | 1 | -9.5563 | 1 | -10.7202 | 25.2465
92 | 70.4376 | 0 | -70.4376 | 0 | 0 | 0 | 0.14788 | 0.30808 | 1 | -9.5563 | 1 | -10.7202 | 25.2465
93 | 55.1247 | 0 | -55.1247 | 0 | 0 | 0 | 0.11573 | 0.24111 | 1 | -9.5563 | 1 | -10.7202 | 22.9686
94 | 49.3626 | 0 | -49.3626 | 0 | 0 | 0 | 0.10363 | 0.21591 | 1 | -8.4653 | 1 | -9.3097 | 17.6927
95 | 49.9654 | 0 | -49.9654 | 0 | 0 | 0 | 0.1049 | 0.21854 | 1 | -8.4653 | 1 | -9.3097 | 17.9087
96 | 49.7863 | 0 | -49.7863 | 0 | 0 | 0 | 0.10452 | 0.21776 | 1 | -8.4653 | 1 | -9.3097 | 17.9087
97 | 46.8857 | 0 | -46.8857 | 0 | 0 | 0 | 0.098434 | 0.20507 | 1 | -8.4653 | 1 | -9.3097 | 17.6927
98 | 243.9486 | 0 | -243.9486 | 0 | 0 | 0 | 0.35211 | 0.51216 | 1 | -7.8299 | 1 | -8.4653 | 22.1771
99 | 244.1798 | 0 | -244.1798 | 0 | 0 | 0 | 0.35244 | 0.51264 | 1 | -7.8293 | 1 | -8.4653 | 22.1982
100 | 0 | 0 | 0 | 0 | 0 | 0 | 0 | 0 | 1 | 0.8209 | 1 | 0.8209 | 0
101 | 8 | 0 | -8 | 0 | 0 | 0 | 0.011547 | 0.034991 | 1 | 0.8209 | 1 | 0.67463 | 3.0303
102 | 58.8084 | 0 | -58.8084 | 0 | 0 | 0 | 0.12347 | 0.25722 | 1 | -0.95774 | 1 | -2.3188 | 27.8713
103 | 58.8084 | 0 | -58.8084 | 0 | 0 | 0 | 0.12347 | 0.25722 | 1 | -0.95774 | 1 | -2.3188 | 27.8713
104 | 56.3833 | 0 | -56.3833 | 0 | 0 | 0 | 0.11837 | 0.24661 | 1 | -0.95774 | 1 | -2.3188 | 28.4764
105 | 0 | 0 | 0 | 0 | 0 | 0 | 0 | 0 | 1 | -0.95774 | 1 | -0.95774 | 0
106 | 7.1054e-15 | 0 | -7.1054e-15 | 0 | 0 | 0 | 1.4918e-17 | 3.1078e-17 | 1 | -0.95774 | 1 | -0.95774 | 3.9475e-15
107 | 110.0268 | 0 | -110.0268 | 0 | 0 | 0 | 0.15881 | 0.231 | 1 | -0.58472 | 1 | -0.95774 | 13.0209
108 | 114.0997 | 0 | -114.0997 | 0 | 0 | 0 | 0.16469 | 0.23955 | 1 | -0.58881 | 1 | -0.95774 | 12.8781
109 | 13.5 | 0 | -13.5 | 0 | 0 | 0 | 0.028343 | 0.059047 | 1 | -14.4891 | 1 | -14.7326 | 4.8561
110 | 13.5 | 0 | -13.5 | 0 | 0 | 0 | 0.028343 | 0.059047 | 1 | -14.4891 | 1 | -14.7326 | 4.8561
111 | -12.807 | 0 | 12.807 | 0 | 0 | 0 | 0.026888 | 0.056016 | 1 | -2.3578 | 1 | -2.0614 | 6.0697
112 | -12.4715 | 0 | 12.4715 | 0 | 0 | 0 | 0.026183 | 0.054548 | 1 | -2.3578 | 1 | -2.0614 | 6.2047
113 | 149.331 | 0 | -149.331 | 0 | 0 | 0 | 0.31351 | 0.65315 | 1 | -2.3578 | 1 | -5.8141 | 70.773
114 | 63.5454 | 0 | -63.5454 | 0 | 0 | 0 | 0.13341 | 0.27794 | 1 | -2.3578 | 1 | -5.8141 | 49.26
115 | 59.1236 | 0 | -59.1236 | 0 | 0 | 0 | 0.12413 | 0.2586 | 1 | -2.3578 | 1 | -5.8141 | 49.2697
116 | 25.2784 | 0 | -25.2784 | 0 | 0 | 0 | 0.036486 | 0.11056 | 1 | -1.6345 | 1 | -2.0614 | 9.2935
117 | 0 | 0 | 0 | 0 | 0 | 0 | 0 | 0 | 1 | -2.3578 | 1 | -2.3578 | 0
118 | 188.0337 | 0 | -188.0337 | 0 | 0 | 0 | 0.2714 | 0.39477 | 1 | -1.7499 | 1 | -2.3578 | 21.2228
119 | 82.2365 | 0 | -82.2365 | 0 | 0 | 0 | 0.1187 | 0.35969 | 1 | -4.7707 | 1 | -6.1844 | 29.3702
120 | 86.275 | 0 | -86.275 | 0 | 0 | 0 | 0.12453 | 0.37736 | 1 | -4.7707 | 1 | -6.1844 | 31.0342
121 | 70.4885 | 0 | -70.4885 | 0 | 0 | 0 | 0.10174 | 0.30831 | 1 | -4.7707 | 1 | -6.1844 | 29.3702
122 | 0 | 0 | 0 | 0 | 0 | 0 | 0 | 0 | 1 | -4.7707 | 1 | -4.7707 | 0
123 | 0 | 0 | 0 | 0 | 0 | 0 | 0 | 0 | 1 | -4.7707 | 1 | -4.7707 | 0
124 | 53.6055 | 0 | -53.6055 | 0 | 0 | 0 | 0.077373 | 0.23446 | 1 | -9.1937 | 1 | -10.2094 | 21.1045
125 | 53.3945 | 0 | -53.3945 | 0 | 0 | 0 | 0.077068 | 0.23354 | 1 | -9.1937 | 1 | -10.2094 | 21.1045
126 | 2.1028 | 0 | -2.1028 | 0 | 0 | 0 | 0.0044147 | 0.0091974 | 1 | -12.667 | 1 | -12.7047 | 0.82463
127 | 1.8972 | 0 | -1.8972 | 0 | 0 | 0 | 0.0039831 | 0.0082981 | 1 | -12.667 | 1 | -12.7047 | 0.76193
128 | 0 | 0 | 0 | 0 | 0 | 0 | 0 | 0 | 1 | -12.667 | 1 | -12.667 | 0
129 | 0 | 0 | 0 | 0 | 0 | 0 | 0 | 0 | 1 | -12.667 | 1 | -12.667 | 0
130 | 139.5665 | 0 | -139.5665 | 0 | 0 | 0 | 0.20145 | 0.29301 | 1 | -13.3516 | 1 | -13.8847 | 18.6089
131 | 168.7318 | 0 | -168.7318 | 0 | 0 | 0 | 0.24354 | 0.35424 | 1 | -13.3516 | 1 | -13.9961 | 22.4976
132 | 0 | 0 | 0 | 0 | 0 | 0 | 0 | 0 | 1 | -12.1146 | 1 | -12.1146 | 0
133 | 0 | 0 | 0 | 0 | 0 | 0 | 0 | 0 | 1 | -12.1146 | 1 | -12.1146 | 0
134 | 10.2332 | 0 | -10.2332 | 0 | 0 | 0 | 0.01477 | 0.044759 | 1 | -12.1146 | 1 | -12.2911 | 3.8471
135 | 0 | 0 | 0 | 0 | 0 | 0 | 0 | 0 | 1 | 0.0087778 | 1 | 0.0087778 | 0
136 | 0 | 0 | 0 | 0 | 0 | 0 | 0 | 0 | 1 | 0.0087778 | 1 | 0.0087778 | 0
137 | 0 | 0 | 0 | 0 | 0 | 0 | 0 | 0 | 1 | 0.0087778 | 1 | 0.0087778 | 0
138 | 519 | 0 | -519 | 0 | 0 | 0 | 0.74911 | 2.27 | 1 | 0.0087778 | 1 | -9.8222 | 216.25
139 | 16.5303 | 0 | -16.5303 | 0 | 0 | 0 | 0.034705 | 0.072301 | 1 | -8.8379 | 1 | -9.1188 | 6.055
140 | 16.4697 | 0 | -16.4697 | 0 | 0 | 0 | 0.034577 | 0.072036 | 1 | -8.8379 | 1 | -9.1188 | 6.055
141 | -1.1369e-13 | 0 | 1.1369e-13 | 0 | 0 | 0 | 2.3868e-16 | 4.9725e-16 | 1 | -8.8379 | 1 | -8.8379 | 4.2739e-14
142 | 30.0717 | 0 | -30.0717 | 0 | 0 | 0 | 0.043405 | 0.13153 | 1 | -9.4236 | 1 | -9.9163 | 10.8171
143 | 28.4642 | 0 | -28.4642 | 0 | 0 | 0 | 0.041084 | 0.1245 | 1 | -9.4236 | 1 | -9.9163 | 10.5815
144 | 28.4642 | 0 | -28.4642 | 0 | 0 | 0 | 0.041084 | 0.1245 | 1 | -9.4236 | 1 | -9.9163 | 10.5815
145 | 0 | 0 | 0 | 0 | 0 | 0 | 0 | 0 | 1 | -9.4236 | 1 | -9.4236 | 0
146 | 0 | 0 | 0 | 0 | 0 | 0 | 0 | 0 | 1 | -9.4236 | 1 | -9.4236 | 0
147 | 54.9108 | 0 | -54.9108 | 0 | 0 | 0 | 0.079257 | 0.24017 | 1 | 7.9353 | 1 | 6.9284 | 21.7039
148 | 52.0892 | 0 | -52.0892 | 0 | 0 | 0 | 0.075184 | 0.22783 | 1 | 7.9353 | 1 | 6.9284 | 21.7039
149 | 0 | 0 | 0 | 0 | 0 | 0 | 0 | 0 | 1 | 7.9353 | 1 | 7.9353 | 0
150 | 0 | 0 | 0 | 0 | 0 | 0 | 0 | 0 | 1 | 7.9353 | 1 | 7.9353 | 0
151 | 0 | 0 | 0 | 0 | 0 | 0 | 0 | 0 | 1 | 7.9353 | 1 | 7.9353 | 0
152 | 0 | 0 | 0 | 0 | 0 | 0 | 0 | 0 | 1 | 7.9353 | 1 | 7.9353 | 0
153 | 0 | 0 | 0 | 0 | 0 | 0 | 0 | 0 | 1 | 7.9353 | 1 | 7.9353 | 0
154 | 0 | 0 | 0 | 0 | 0 | 0 | 0 | 0 | 1 | 7.9353 | 1 | 7.9353 | 0
155 | 2.8422e-14 | 0 | -2.8422e-14 | 0 | 0 | 0 | 4.1023e-17 | 4.9725e-16 | 1 | -9.5595 | 1 | -9.5595 | 1.8948e-14
156 | 2.8422e-14 | 0 | -2.8422e-14 | 0 | 0 | 0 | 4.1023e-17 | 4.9725e-16 | 1 | -9.5595 | 1 | -9.5595 | 1.8948e-14
157 | 125.1316 | 0 | -125.1316 | 0 | 0 | 0 | 0.18061 | 0.54731 | 1 | -6.9889 | 1 | -9.0182 | 45.0114
158 | 107.8684 | 0 | -107.8684 | 0 | 0 | 0 | 0.15569 | 0.4718 | 1 | -6.9889 | 1 | -9.0182 | 44.9452
159 | 204.5619 | 0 | -204.5619 | 0 | 0 | 0 | 0.29526 | 0.42947 | 1 | -6.9889 | 1 | -7.6792 | 24.0945
160 | 53.7913 | 0 | -53.7913 | 0 | 0 | 0 | 0.077641 | 0.23528 | 1 | 3.2755 | 1 | 2.3407 | 19.4192
161 | 53.2087 | 0 | -53.2087 | 0 | 0 | 0 | 0.0768 | 0.23273 | 1 | 3.2755 | 1 | 2.3407 | 19.4192
162 | 0 | 0 | 0 | 0 | 0 | 0 | 0 | 0 | 1 | 4.0306 | 1 | 4.0306 | 0
163 | 0 | 0 | 0 | 0 | 0 | 0 | 0 | 0 | 1 | 4.0306 | 1 | 4.0306 | 0
164 | 0 | 0 | 0 | 0 | 0 | 0 | 0 | 0 | 1 | 2.4537 | 1 | 2.4537 | 0
165 | 0 | 0 | 0 | 0 | 0 | 0 | 0 | 0 | 1 | 2.4537 | 1 | 2.4537 | 0
166 | 22.4192 | 0 | -22.4192 | 0 | 0 | 0 | 0.047068 | 0.19612 | 1 | -12.4773 | 1 | -13.5336 | 16.7308
167 | 22.4192 | 0 | -22.4192 | 0 | 0 | 0 | 0.047068 | 0.19612 | 1 | -12.4773 | 1 | -13.5336 | 16.7308
168 | 21.0808 | 0 | -21.0808 | 0 | 0 | 0 | 0.044258 | 0.18441 | 1 | -12.4773 | 1 | -13.5336 | 16.7308
169 | 21.0808 | 0 | -21.0808 | 0 | 0 | 0 | 0.044258 | 0.18441 | 1 | -12.4773 | 1 | -13.5336 | 16.7308
170 | 10 | 0 | -10 | 0 | 0 | 0 | 0.014434 | 0.043739 | 1 | -3.9406 | 1 | -4.1132 | 3.8023
171 | 0 | 0 | 0 | 0 | 0 | 0 | 0 | 0 | 1 | -3.9406 | 1 | -3.9406 | 0
172 | 0 | 0 | 0 | 0 | 0 | 0 | 0 | 0 | 1 | -0.52523 | 1 | -0.52523 | 0
173 | 72.6376 | 0 | -72.6376 | 0 | 0 | 0 | 0.10484 | 0.31771 | 1 | -8.5954 | 1 | -9.9612 | 27.5142
174 | 72.3624 | 0 | -72.3624 | 0 | 0 | 0 | 0.10445 | 0.3165 | 1 | -8.5954 | 1 | -9.9612 | 27.5142
175 | 0 | 0 | 0 | 0 | 0 | 0 | 0 | 0 | 1 | -8.5954 | 1 | -8.5954 | 0
176 | 0 | 0 | 0 | 0 | 0 | 0 | 0 | 0 | 1 | -8.5954 | 1 | -8.5954 | 0
177 | 1.7764e-15 | 0 | -1.7764e-15 | 0 | 0 | 0 | 3.7294e-18 | 7.7695e-18 | 1 | 0.1742 | 1 | 0.1742 | 6.5307e-16
178 | 8.8818e-16 | 0 | -8.8818e-16 | 0 | 0 | 0 | 1.8647e-18 | 3.8848e-18 | 1 | 0.1742 | 1 | 0.1742 | 4.4857e-16
179 | 32.5618 | 0 | -32.5618 | 0 | 0 | 0 | 0.068362 | 0.14242 | 1 | 0.1742 | 1 | -0.36381 | 11.6709
180 | 23.4382 | 0 | -23.4382 | 0 | 0 | 0 | 0.049208 | 0.10252 | 1 | 0.1742 | 1 | -0.36381 | 11.1082
181 | 44.2228 | 0 | -44.2228 | 0 | 0 | 0 | 0.092844 | 0.19342 | 1 | -10.3893 | 1 | -11.2387 | 18.4261
182 | 5.6843e-14 | 0 | -5.6843e-14 | 0 | 0 | 0 | 1.1934e-16 | 2.4863e-16 | 1 | -10.3893 | 1 | -10.3893 | 3.0076e-14
183 | 5.6843e-14 | 0 | -5.6843e-14 | 0 | 0 | 0 | 1.1934e-16 | 2.4863e-16 | 1 | -10.3893 | 1 | -10.3893 | 3.158e-14
184 | 0 | 0 | 0 | 0 | 0 | 0 | 0 | 0 | 1 | -11.341 | 1 | -11.341 | 0
185 | 0 | 0 | 0 | 0 | 0 | 0 | 0 | 0 | 1 | -11.341 | 1 | -11.341 | 0
186 | -34.2228 | 0 | 34.2228 | 0 | 0 | 0 | 0.049396 | 0.14969 | 1 | -11.8796 | 1 | -11.2387 | 14.2595
187 | -206.8181 | 0 | 206.8181 | 0 | 0 | 0 | 0.29852 | 0.43421 | 1 | -11.8796 | 1 | -11.341 | 18.8016
188 | 701.7292 | 0 | -701.7292 | 0 | 0 | 0 | 1.0129 | 1.4732 | 1 | -8.6212 | 1 | -10.3893 | 61.7176
189 | -2.6446 | 0 | 2.6446 | 0 | 0 | 0 | 0.0038172 | 0.011567 | 1 | -6.5871 | 1 | -6.5442 | 0.95131
190 | -2.4813 | 0 | 2.4813 | 0 | 0 | 0 | 0.0035815 | 0.010853 | 1 | -6.5871 | 1 | -6.5442 | 0.89256
191 | -2.4415 | 0 | 2.4415 | 0 | 0 | 0 | 0.003524 | 0.010679 | 1 | -6.5871 | 1 | -6.5442 | 0.89105
192 | -2.4326 | 0 | 2.4326 | 0 | 0 | 0 | 0.0035111 | 0.01064 | 1 | -6.5871 | 1 | -6.5442 | 0.89105
193 | 9.7776 | 0 | -9.7776 | 0 | 0 | 0 | 0.014113 | 0.042766 | 1 | -9.5037 | 1 | -9.6639 | 3.5171
194 | 9.3844 | 0 | -9.3844 | 0 | 0 | 0 | 0.013545 | 0.041046 | 1 | -9.5037 | 1 | -9.6639 | 3.3757
195 | 9.0806 | 0 | -9.0806 | 0 | 0 | 0 | 0.013107 | 0.039717 | 1 | -9.5037 | 1 | -9.6639 | 3.3757
196 | 74.6667 | 0 | -74.6667 | 0 | 0 | 0 | 0.10777 | 0.32658 | 1 | -6.5051 | 1 | -7.7697 | 27.8607
197 | 74.6667 | 0 | -74.6667 | 0 | 0 | 0 | 0.10777 | 0.32658 | 1 | -6.5051 | 1 | -7.7697 | 27.8607
198 | 74.6667 | 0 | -74.6667 | 0 | 0 | 0 | 0.10777 | 0.32658 | 1 | -6.5051 | 1 | -7.7697 | 27.8607
199 | 65.096 | 0 | -65.096 | 0 | 0 | 0 | 0.13667 | 0.56944 | 1 | -9.6796 | 1 | -13.9144 | 46.8316
200 | 55.0419 | 0 | -55.0419 | 0 | 0 | 0 | 0.079446 | 0.11556 | 1 | -9.5363 | 1 | -9.6796 | 5.0038
201 | 108.38 | 0 | -108.38 | 0 | 0 | 0 | 0.15643 | 0.94808 | 1 | -9.5363 | 1 | -13.9144 | 54.4623
202 | 107.262 | 0 | -107.262 | 0 | 0 | 0 | 0.15482 | 0.9383 | 1 | -9.5363 | 1 | -13.9144 | 55.2897
203 | 107.262 | 0 | -107.262 | 0 | 0 | 0 | 0.15482 | 0.9383 | 1 | -9.5363 | 1 | -13.9144 | 55.2897
204 | -33.683 | 0 | 33.683 | 0 | 0 | 0 | 0.070716 | 0.14732 | 1 | 2.0382 | 1 | 2.6402 | 12.1162
205 | 2.8034 | 0 | -2.8034 | 0 | 0 | 0 | 0.0058857 | 0.024524 | 1 | 2.0382 | 1 | 1.9526 | 1.3742
206 | 16.0701 | 0 | -16.0701 | 0 | 0 | 0 | 0.033738 | 0.070288 | 1 | 2.9274 | 1 | 2.6402 | 5.7806
207 | 28.1966 | 0 | -28.1966 | 0 | 0 | 0 | 0.059197 | 0.24666 | 1 | 2.9274 | 1 | 1.9526 | 15.6648
208 | 17.6129 | 0 | -17.6129 | 0 | 0 | 0 | 0.036977 | 0.077036 | 1 | 2.9579 | 1 | 2.6402 | 6.3356
209 | 429.2662 | 0 | -429.2662 | 0 | 0 | 0 | 0.61959 | 0.90123 | 1 | 2.4067 | 1 | 1.2888 | 39.0242
210 | -202.2932 | 0 | 202.2932 | 0 | 0 | 0 | 0.29199 | 0.42471 | 1 | 2.4067 | 1 | 2.9274 | 18.1755
211 | 21 | 0 | -21 | 0 | 0 | 0 | 0.044089 | 0.091851 | 1 | -2.2738 | 1 | -2.6483 | 7.7491
212 | 0 | 0 | 0 | 0 | 0 | 0 | 0 | 0 | 1 | -2.2738 | 1 | -2.2738 | 0
213 | -1.1369e-13 | 0 | 1.1369e-13 | 0 | 0 | 0 | 1.6409e-16 | 4.9725e-16 | 1 | -8.8121 | 1 | -8.8121 | 4.0748e-14
214 | -5.6843e-14 | 0 | 5.6843e-14 | 0 | 0 | 0 | 8.2046e-17 | 2.4863e-16 | 1 | -8.8121 | 1 | -8.8121 | 2.3685e-14
215 | -5.6843e-14 | 0 | 5.6843e-14 | 0 | 0 | 0 | 8.2046e-17 | 2.4863e-16 | 1 | -8.8121 | 1 | -8.8121 | 2.3685e-14
216 | -1.1369e-13 | 0 | 1.1369e-13 | 0 | 0 | 0 | 1.6409e-16 | 4.9725e-16 | 1 | -8.8121 | 1 | -8.8121 | 4.737e-14
217 | 5.2448 | 0 | -5.2448 | 0 | 0 | 0 | 0.0075702 | 0.02294 | 1 | -8.8121 | 1 | -8.896 | 1.7483
218 | 4.8776 | 0 | -4.8776 | 0 | 0 | 0 | 0.0070402 | 0.021334 | 1 | -8.8121 | 1 | -8.896 | 1.7483
219 | 4.8776 | 0 | -4.8776 | 0 | 0 | 0 | 0.0070402 | 0.021334 | 1 | -8.8121 | 1 | -8.896 | 1.7483
220 | 62 | 0 | -62 | 0 | 0 | 0 | 0.13017 | 1.0847 | 1 | 20.2562 | 1 | 13.1531 | 62
221 | 58.468 | 0 | -58.468 | 0 | 0 | 0 | 0.12275 | 0.25573 | 1 | -1.9397 | 1 | -3.293 | 27.71
222 | 75.1887 | 0 | -75.1887 | 0 | 0 | 0 | 0.15786 | 0.32887 | 1 | -1.9421 | 1 | -3.293 | 27.9512
223 | 351.3433 | 0 | -351.3433 | 0 | 0 | 0 | 0.50712 | 1.5367 | 1 | -1.276 | 1 | -3.293 | 70.4095
224 | 231.6875 | 0 | -231.6875 | 0 | 0 | 0 | 0.33441 | 0.48642 | 1 | -1.276 | 1 | -1.9397 | 23.1688
225 | 247.1695 | 0 | -247.1695 | 0 | 0 | 0 | 0.35676 | 0.51892 | 1 | -1.276 | 1 | -1.9421 | 23.2521
226 | 0 | 0 | 0 | 0 | 0 | 0 | 0 | 0 | 1 | -1.276 | 1 | -1.276 | 0
227 | 0 | 0 | 0 | 0 | 0 | 0 | 0 | 0 | 1 | -1.276 | 1 | -1.276 | 0
228 | 0 | 0 | 0 | 0 | 0 | 0 | 0 | 0 | 1 | -6.2962 | 1 | -6.2962 | 0
229 | 0 | 0 | 0 | 0 | 0 | 0 | 0 | 0 | 1 | -6.2962 | 1 | -6.2962 | 0
230 | 0 | 0 | 0 | 0 | 0 | 0 | 0 | 0 | 1 | -4.5666 | 1 | -4.5666 | 0
231 | 0 | 0 | 0 | 0 | 0 | 0 | 0 | 0 | 1 | -4.5666 | 1 | -4.5666 | 0
232 | 0 | 0 | 0 | 0 | 0 | 0 | 0 | 0 | 1 | -4.5666 | 1 | -4.5666 | 0
233 | 27.1138 | 0 | -27.1138 | 0 | 0 | 0 | 0.039135 | 0.11859 | 1 | -4.5666 | 1 | -5.0328 | 9.7182
234 | 24.8862 | 0 | -24.8862 | 0 | 0 | 0 | 0.03592 | 0.10885 | 1 | -4.5666 | 1 | -5.0328 | 10.3692
235 | 39 | 0 | -39 | 0 | 0 | 0 | 0.056292 | 0.17058 | 1 | 5.6364 | 1 | 4.9488 | 14.2857
236 | 0 | 0 | 0 | 0 | 0 | 0 | 0 | 0 | 1 | 5.6364 | 1 | 5.6364 | 0
237 | 33.0117 | 0 | -33.0117 | 0 | 0 | 0 | 0.069307 | 0.28878 | 1 | -12.0903 | 1 | -13.4101 | 17.2836
238 | 32.6203 | 0 | -32.6203 | 0 | 0 | 0 | 0.068485 | 0.28535 | 1 | -12.1059 | 1 | -13.4101 | 17.0787
239 | 0 | 0 | 0 | 0 | 0 | 0 | 0 | 0 | 1 | -11.9553 | 1 | -11.9553 | 0
240 | 0 | 0 | 0 | 0 | 0 | 0 | 0 | 0 | 1 | -11.9553 | 1 | -11.9553 | 0
241 | 0 | 0 | 0 | 0 | 0 | 0 | 0 | 0 | 1 | -11.9553 | 1 | -11.9553 | 0
242 | 57.0117 | 0 | -57.0117 | 0 | 0 | 0 | 0.082289 | 0.11969 | 1 | -11.9553 | 1 | -12.0903 | 4.7117
243 | 63.6203 | 0 | -63.6203 | 0 | 0 | 0 | 0.091828 | 0.13357 | 1 | -11.9553 | 1 | -12.1059 | 5.2579
244 | 152.6375 | 0 | -152.6375 | 0 | 0 | 0 | 0.22031 | 0.32046 | 1 | -8.0129 | 1 | -8.3941 | 13.3075
245 | 4.9082 | 0 | -4.9082 | 0 | 0 | 0 | 0.0070843 | 0.021468 | 1 | -8.0129 | 1 | -8.0992 | 1.7655
246 | 4.7242 | 0 | -4.7242 | 0 | 0 | 0 | 0.0068189 | 0.020663 | 1 | -8.0129 | 1 | -8.0992 | 1.7963
247 | 4.7242 | 0 | -4.7242 | 0 | 0 | 0 | 0.0068189 | 0.020663 | 1 | -8.0129 | 1 | -8.0992 | 1.7963
248 | 4.6433 | 0 | -4.6433 | 0 | 0 | 0 | 0.0067021 | 0.020309 | 1 | -8.0129 | 1 | -8.0992 | 1.7655
249 | 1.5 | 0 | -1.5 | 0 | 0 | 0 | 0.0031492 | 0.013122 | 1 | 17.165 | 1 | 17.0519 | 1.1811
250 | 1.5 | 0 | -1.5 | 0 | 0 | 0 | 0.0031492 | 0.013122 | 1 | 17.165 | 1 | 17.0519 | 1.1811
251 | 1.5039 | 0 | -1.5039 | 0 | 0 | 0 | 0.0031574 | 0.013156 | 1 | 17.8769 | 1 | 17.8171 | 0.78329
252 | 1.4961 | 0 | -1.4961 | 0 | 0 | 0 | 0.003141 | 0.013087 | 1 | 17.8769 | 1 | 17.8171 | 0.78329
253 | -262.7988 | 0 | 262.7988 | 0 | 0 | 0 | 0.37932 | 0.55173 | 1 | 17.1687 | 1 | 17.8769 | 24.7224
254 | -22.965 | 0 | 22.965 | 0 | 0 | 0 | 0.033147 | 0.10045 | 1 | 0 | 1 | 0.3893 | 8.2906
255 | -22.2416 | 0 | 22.2416 | 0 | 0 | 0 | 0.032103 | 0.097282 | 1 | 0 | 1 | 0.3893 | 8.0878
256 | -20.3364 | 0 | 20.3364 | 0 | 0 | 0 | 0.029353 | 0.088948 | 1 | 0 | 1 | 0.3893 | 8.4735
257 | 0 | 0 | 0 | 0 | 0 | 0 | 0 | 0 | 1 | -12.0471 | 1 | -12.0471 | 0
258 | 0 | 0 | 0 | 0 | 0 | 0 | 0 | 0 | 1 | -12.0471 | 1 | -12.0471 | 0
259 | 0 | 0 | 0 | 0 | 0 | 0 | 0 | 0 | 1 | -12.0471 | 1 | -12.0471 | 0
260 | 222.9414 | 0 | -222.9414 | 0 | 0 | 0 | 0.32179 | 0.46806 | 1 | 1.0796 | 1 | 0.46782 | 21.3545
261 | 807.0896 | 0 | -807.0896 | 0 | 0 | 0 | 1.1649 | 1.1649 | 1 | 1.0796 | 1 | 0.2388 | 29.3487
262 | 0 | 0 | 0 | 0 | 0 | 0 | 0 | 0 | 1 | -9.141 | 1 | -9.141 | 0
263 | 0 | 0 | 0 | 0 | 0 | 0 | 0 | 0 | 1 | -9.141 | 1 | -9.141 | 0
264 | 0 | 0 | 0 | 0 | 0 | 0 | 0 | 0 | 1 | 6.5488 | 1 | 6.5488 | 0
265 | 0 | 0 | 0 | 0 | 0 | 0 | 0 | 0 | 1 | 6.5488 | 1 | 6.5488 | 0
266 | 0 | 0 | 0 | 0 | 0 | 0 | 0 | 0 | 1 | -10.6324 | 1 | -10.6324 | 0
267 | 191 | 0 | -191 | 0 | 0 | 0 | 0.401 | 0.83541 | 1 | -10.6324 | 1 | -13.8382 | 68.4588
268 | 0 | 0 | 0 | 0 | 0 | 0 | 0 | 0 | 1 | -10.6324 | 1 | -10.6324 | 0
269 | 0 | 0 | 0 | 0 | 0 | 0 | 0 | 0 | 1 | 2.0641 | 1 | 2.0641 | 0
270 | 0 | 0 | 0 | 0 | 0 | 0 | 0 | 0 | 1 | 2.0641 | 1 | 2.0641 | 0
271 | 8.5 | 0 | -8.5 | 0 | 0 | 0 | 0.012269 | 0.1963 | 1 | 2.0641 | 1 | 1.7597 | 10.625
272 | 8.5 | 0 | -8.5 | 0 | 0 | 0 | 0.012269 | 0.1963 | 1 | 2.0641 | 1 | 1.7597 | 10.625
273 | 22.5 | 0 | -22.5 | 0 | 0 | 0 | 0.032476 | 0.39365 | 1 | -12.8231 | 1 | -14.1769 | 15.7343
274 | 22.5 | 0 | -22.5 | 0 | 0 | 0 | 0.032476 | 0.39365 | 1 | -12.8231 | 1 | -14.1769 | 15.7343
275 | 9.3297 | 0 | -9.3297 | 0 | 0 | 0 | 0.013466 | 0.040807 | 1 | -8.6695 | 1 | -8.832 | 3.356
276 | 10.0215 | 0 | -10.0215 | 0 | 0 | 0 | 0.014465 | 0.043833 | 1 | -8.6695 | 1 | -8.832 | 3.6048
277 | 9.0712 | 0 | -9.0712 | 0 | 0 | 0 | 0.013093 | 0.039676 | 1 | -8.6695 | 1 | -8.832 | 3.5434
278 | 8.5777 | 0 | -8.5777 | 0 | 0 | 0 | 0.012381 | 0.037518 | 1 | -8.6695 | 1 | -8.832 | 3.377
279 | 20.5285 | 0 | -20.5285 | 0 | 0 | 0 | 0.043099 | 0.089789 | 1 | -12.4983 | 1 | -12.8375 | 7.3579
280 | 20.483 | 0 | -20.483 | 0 | 0 | 0 | 0.043003 | 0.08959 | 1 | -12.4983 | 1 | -12.8375 | 7.3416
281 | 4.4967 | 0 | -4.4967 | 0 | 0 | 0 | 0.0094406 | 0.019668 | 1 | -12.4983 | 1 | -12.5941 | 2.0722
282 | 4.4918 | 0 | -4.4918 | 0 | 0 | 0 | 0.0094302 | 0.019646 | 1 | -12.4983 | 1 | -12.5941 | 2.1389
283 | 0 | 0 | 0 | 0 | 0 | 0 | 0 | 0 | 1 | -12.4983 | 1 | -12.4983 | 0
284 | 0 | 0 | 0 | 0 | 0 | 0 | 0 | 0 | 1 | -12.4983 | 1 | -12.4983 | 0
285 | 0 | 0 | 0 | 0 | 0 | 0 | 0 | 0 | 1 | -6.4936 | 1 | -6.4936 | 0
286 | 0 | 0 | 0 | 0 | 0 | 0 | 0 | 0 | 1 | -6.4936 | 1 | -6.4936 | 0
287 | 99 | 0 | -99 | 0 | 0 | 0 | 0.14289 | 0.43301 | 1 | -6.4936 | 1 | -8.1297 | 35.6115
288 | -3.2132 | 0 | 3.2132 | 0 | 0 | 0 | 0.006746 | 0.014054 | 1 | -11.3945 | 1 | -11.3413 | 1.1517
289 | -3.2203 | 0 | 3.2203 | 0 | 0 | 0 | 0.006761 | 0.014085 | 1 | -11.3945 | 1 | -11.3413 | 1.1542
290 | -3.052 | 0 | 3.052 | 0 | 0 | 0 | 0.0064075 | 0.013349 | 1 | -11.3945 | 1 | -11.3413 | 1.1517
291 | 17.6834 | 0 | -17.6834 | 0 | 0 | 0 | 0.037126 | 0.15469 | 1 | -11.3945 | 1 | -12.1359 | 11.5578
292 | 9.8089 | 0 | -9.8089 | 0 | 0 | 0 | 0.020593 | 0.085806 | 1 | -11.3945 | 1 | -12.1359 | 7.8471
293 | 9.8089 | 0 | -9.8089 | 0 | 0 | 0 | 0.020593 | 0.085806 | 1 | -11.3945 | 1 | -12.1359 | 7.8471
294 | 9.4855 | 0 | -9.4855 | 0 | 0 | 0 | 0.019914 | 0.041488 | 1 | -11.1842 | 1 | -11.3413 | 3.3998
295 | 22.6988 | 0 | -22.6988 | 0 | 0 | 0 | 0.047655 | 0.19856 | 1 | -11.1842 | 1 | -12.1359 | 14.8358
296 | 190.5718 | 0 | -190.5718 | 0 | 0 | 0 | 0.27507 | 0.4001 | 1 | -10.9135 | 1 | -11.3945 | 16.7905
297 | 21.4057 | 0 | -21.4057 | 0 | 0 | 0 | 0.030896 | 0.04494 | 1 | -11.2718 | 1 | -11.3945 | 4.2811
298 | 152.2244 | 0 | -152.2244 | 0 | 0 | 0 | 0.21972 | 0.31959 | 1 | -11.2718 | 1 | -11.7904 | 18.1004
299 | 19.5 | 0 | -19.5 | 0 | 0 | 0 | 0.040939 | 0.34116 | 1 | -2.3863 | 1 | -4.4972 | 17.7273
300 | 19.5 | 0 | -19.5 | 0 | 0 | 0 | 0.040939 | 0.34116 | 1 | -2.3863 | 1 | -4.4972 | 17.7273
301 | 63.8679 | 0 | -63.8679 | 0 | 0 | 0 | 0.092185 | 0.27935 | 1 | 4.2934 | 1 | 3.136 | 24.9484
302 | 57.3583 | 0 | -57.3583 | 0 | 0 | 0 | 0.08279 | 0.25088 | 1 | 4.2934 | 1 | 3.136 | 23.8993
303 | -99.2262 | 0 | 99.2262 | 0 | 0 | 0 | 0.14322 | 0.434 | 1 | 1.4209 | 1 | 3.136 | 35.6929
304 | -735.7886 | 0 | 735.7886 | 0 | 0 | 0 | 1.062 | 1.062 | 1 | 3.5269 | 1 | 4.2934 | 26.7559
305 | -733.3785 | 0 | 733.3785 | 0 | 0 | 0 | 1.0585 | 1.0585 | 1 | 3.5294 | 1 | 4.2934 | 26.6683
306 | 0 | 0 | 0 | 0 | 0 | 0 | 0 | 0 | 1 | -0.89335 | 1 | -0.89335 | 0
307 | 0 | 0 | 0 | 0 | 0 | 0 | 0 | 0 | 1 | -0.89335 | 1 | -0.89335 | 0
308 | 0 | 0 | 0 | 0 | 0 | 0 | 0 | 0 | 1 | -0.89335 | 1 | -0.89335 | 0
309 | 0 | 0 | 0 | 0 | 0 | 0 | 0 | 0 | 1 | -0.89335 | 1 | -0.89335 | 0
310 | 11 | 0 | -11 | 0 | 0 | 0 | 0.023094 | 0.19245 | 1 | -0.89335 | 1 | -2.5126 | 11.4583
311 | 11 | 0 | -11 | 0 | 0 | 0 | 0.023094 | 0.19245 | 1 | -0.89335 | 1 | -2.5126 | 11.4583
312 | -81.6602 | 0 | 81.6602 | 0 | 0 | 0 | 0.11787 | 0.17144 | 1 | -1.1064 | 1 | -0.89335 | 7.4372
313 | -74.372 | 0 | 74.372 | 0 | 0 | 0 | 0.10735 | 0.15614 | 1 | -1.1064 | 1 | -0.89335 | 7.4372
314 | 14.8209 | 0 | -14.8209 | 0 | 0 | 0 | 0.021392 | 0.064825 | 1 | -5.591 | 1 | -5.858 | 5.5302
315 | 15.1791 | 0 | -15.1791 | 0 | 0 | 0 | 0.021909 | 0.066391 | 1 | -5.591 | 1 | -5.858 | 5.7497
316 | -1548.0227 | 0 | 1548.0227 | 0 | 0 | 0 | 2.2344 | 2.2344 | 1 | -5.591 | 1 | -3.9784 | 56.2917
317 | -1655.5555 | 0 | 1655.5555 | 0 | 0 | 0 | 2.3896 | 2.3896 | 1 | -5.591 | 1 | -3.8664 | 60.202
318 | 0 | 0 | 0 | 0 | 0 | 0 | 0 | 0 | 1 | -5.591 | 1 | -5.591 | 0
319 | 0.87755 | 0 | -0.87755 | 0 | 0 | 0 | 0.0018424 | 0.0038383 | 1 | -2.3831 | 1 | -2.3976 | 0.31453
320 | 0.87755 | 0 | -0.87755 | 0 | 0 | 0 | 0.0018424 | 0.0038383 | 1 | -2.3831 | 1 | -2.3976 | 0.31453
321 | 0.83706 | 0 | -0.83706 | 0 | 0 | 0 | 0.0017574 | 0.0036612 | 1 | -2.3831 | 1 | -2.3976 | 0.30002
322 | 0.76744 | 0 | -0.76744 | 0 | 0 | 0 | 0.0016112 | 0.0033567 | 1 | -2.3831 | 1 | -2.3976 | 0.29404
323 | 0.64041 | 0 | -0.64041 | 0 | 0 | 0 | 0.0013445 | 0.0028011 | 1 | -2.3831 | 1 | -2.3976 | 0.30351
324 | 459.3778 | 0 | -459.3778 | 0 | 0 | 0 | 0.66305 | 2.0093 | 1 | -8.6785 | 1 | -16.1442 | 165.2438
325 | 431.6222 | 0 | -431.6222 | 0 | 0 | 0 | 0.62299 | 1.8879 | 1 | -8.6785 | 1 | -16.1442 | 160.4544
326 | 7.7758 | 0 | -7.7758 | 0 | 0 | 0 | 0.016325 | 0.03401 | 1 | 0.1635 | 1 | 0.034739 | 2.787
327 | 7.3827 | 0 | -7.3827 | 0 | 0 | 0 | 0.0155 | 0.032291 | 1 | 0.1635 | 1 | 0.034739 | 2.7755
328 | 6.8414 | 0 | -6.8414 | 0 | 0 | 0 | 0.014363 | 0.029923 | 1 | 0.1635 | 1 | 0.034739 | 2.5915
329 | 4.708 | 0 | -4.708 | 0 | 0 | 0 | 0.0098843 | 0.0098843 | 1 | 0.1635 | 1 | 0.14576 | 0.61948
330 | 0 | 0 | 0 | 0 | 0 | 0 | 0 | 0 | 1 | -9.6038 | 1 | -9.6038 | 0
331 | 0 | 0 | 0 | 0 | 0 | 0 | 0 | 0 | 1 | -9.6038 | 1 | -9.6038 | 0
332 | 0 | 0 | 0 | 0 | 0 | 0 | 0 | 0 | 1 | -9.6038 | 1 | -9.6038 | 0
333 | 0 | 0 | 0 | 0 | 0 | 0 | 0 | 0 | 1 | -9.6038 | 1 | -9.6038 | 0
334 | -2.8422e-14 | 0 | 2.8422e-14 | 0 | 0 | 0 | 5.967e-17 | 1.2431e-16 | 1 | 4.4375 | 1 | 4.4375 | 1.1842e-14
335 | -2.8422e-14 | 0 | 2.8422e-14 | 0 | 0 | 0 | 5.967e-17 | 1.2431e-16 | 1 | 4.4375 | 1 | 4.4375 | 1.1842e-14
336 | 0 | 0 | 0 | 0 | 0 | 0 | 0 | 0 | 1 | 14.8348 | 1 | 14.8348 | 0
337 | 0 | 0 | 0 | 0 | 0 | 0 | 0 | 0 | 1 | 14.8348 | 1 | 14.8348 | 0
338 | 3.3556 | 0 | -3.3556 | 0 | 0 | 0 | 0.007045 | 0.029354 | 1 | 14.8348 | 1 | 14.5837 | 2.6216
339 | 3.3411 | 0 | -3.3411 | 0 | 0 | 0 | 0.0070146 | 0.029227 | 1 | 14.8348 | 1 | 14.5837 | 2.6517
340 | 3.3032 | 0 | -3.3032 | 0 | 0 | 0 | 0.006935 | 0.028896 | 1 | 14.8348 | 1 | 14.5837 | 2.6216
341 | -150.3763 | 0 | 150.3763 | 0 | 0 | 0 | 0.21705 | 0.31571 | 1 | 14.4615 | 1 | 14.8348 | 13.0309
342 | -143.3396 | 0 | 143.3396 | 0 | 0 | 0 | 0.20689 | 0.30094 | 1 | 14.4615 | 1 | 14.8348 | 13.0309
343 | 0 | 0 | 0 | 0 | 0 | 0 | 0 | 0 | 1 | 14.4615 | 1 | 14.4615 | 0
344 | -2.7285e-12 | 0 | 2.7285e-12 | 0 | 0 | 0 | 3.9382e-15 | 5.7283e-15 | 1 | 14.4615 | 1 | 14.4615 | 2.2549e-13
345 | 1.1369e-13 | 0 | -1.1369e-13 | 0 | 0 | 0 | 2.3868e-16 | 4.9725e-16 | 1 | -12.4134 | 1 | -12.4134 | 4.0895e-14
346 | 1.1369e-13 | 0 | -1.1369e-13 | 0 | 0 | 0 | 2.3868e-16 | 4.9725e-16 | 1 | -12.4134 | 1 | -12.4134 | 4.0895e-14
347 | 1.1369e-13 | 0 | -1.1369e-13 | 0 | 0 | 0 | 2.3868e-16 | 4.9725e-16 | 1 | -12.4134 | 1 | -12.4134 | 5.6561e-14
348 | 0 | 0 | 0 | 0 | 0 | 0 | 0 | 0 | 1 | -12.4134 | 1 | -12.4134 | 0
349 | 12.4724 | 0 | -12.4724 | 0 | 0 | 0 | 0.018002 | 0.054552 | 1 | -9.6176 | 1 | -9.8237 | 4.4865
350 | 13.3421 | 0 | -13.3421 | 0 | 0 | 0 | 0.019258 | 0.058356 | 1 | -9.6176 | 1 | -9.8237 | 4.7993
351 | 13.1856 | 0 | -13.1856 | 0 | 0 | 0 | 0.019032 | 0.057672 | 1 | -9.5958 | 1 | -9.8237 | 5.0135
352 | 13.3145 | 0 | -13.3145 | 0 | 0 | 0 | 0.019218 | 0.058236 | 1 | -1.617 | 1 | -1.8371 | 4.7894
353 | 13.3145 | 0 | -13.3145 | 0 | 0 | 0 | 0.019218 | 0.058236 | 1 | -1.617 | 1 | -1.8371 | 4.7894
354 | 11.6577 | 0 | -11.6577 | 0 | 0 | 0 | 0.016826 | 0.050989 | 1 | -1.617 | 1 | -1.8371 | 4.4326
355 | 11.7134 | 0 | -11.7134 | 0 | 0 | 0 | 0.016907 | 0.051233 | 1 | -1.617 | 1 | -1.8371 | 4.8806
356 | -598.9182 | 0 | 598.9182 | 0 | 0 | 0 | 0.86446 | 0.86446 | 1 | -2.4741 | 1 | -1.617 | 29.916
357 | -589.6478 | 0 | 589.6478 | 0 | 0 | 0 | 0.85108 | 0.85108 | 1 | -2.4608 | 1 | -1.617 | 29.4529
358 | -80.0953 | 0 | 80.0953 | 0 | 0 | 0 | 0.11561 | 0.35033 | 1 | 5.6639 | 1 | 6.9899 | 29.4468
359 | 12.5912 | 0 | -12.5912 | 0 | 0 | 0 | 0.026435 | 0.055072 | 1 | -2.4146 | 1 | -2.6226 | 4.513
360 | 11.2015 | 0 | -11.2015 | 0 | 0 | 0 | 0.023517 | 0.048994 | 1 | -2.4146 | 1 | -2.6226 | 4.2111
361 | 11.2015 | 0 | -11.2015 | 0 | 0 | 0 | 0.023517 | 0.048994 | 1 | -2.4146 | 1 | -2.6226 | 4.2111
362 | 11.0058 | 0 | -11.0058 | 0 | 0 | 0 | 0.023106 | 0.048138 | 1 | -2.4146 | 1 | -2.6226 | 4.2007
363 | 363.6936 | 0 | -363.6936 | 0 | 0 | 0 | 0.52495 | 1.5907 | 1 | -9.482 | 1 | -15.732 | 136.2148
364 | 340.8525 | 0 | -340.8525 | 0 | 0 | 0 | 0.49198 | 1.4908 | 1 | -9.482 | 1 | -15.732 | 134.7243
365 | 330.454 | 0 | -330.454 | 0 | 0 | 0 | 0.47697 | 1.4454 | 1 | -9.482 | 1 | -15.732 | 137.6891
366 | 254.6947 | 0 | -254.6947 | 0 | 0 | 0 | 0.36762 | 0.53472 | 1 | -9.482 | 1 | -10.1918 | 24.7757
367 | 255.7328 | 0 | -255.7328 | 0 | 0 | 0 | 0.36912 | 0.5369 | 1 | -9.482 | 1 | -10.1947 | 24.8767
368 | 200.7984 | 0 | -200.7984 | 0 | 0 | 0 | 0.28983 | 0.87827 | 1 | -6.7769 | 1 | -10.0333 | 72.2296
369 | 174.2016 | 0 | -174.2016 | 0 | 0 | 0 | 0.25144 | 0.76193 | 1 | -6.7769 | 1 | -10.0333 | 72.584
370 | 0 | 0 | 0 | 0 | 0 | 0 | 0 | 0 | 1 | -6.7769 | 1 | -6.7769 | 0
371 | 0 | 0 | 0 | 0 | 0 | 0 | 0 | 0 | 1 | -6.7769 | 1 | -6.7769 | 0
372 | 11 | 0 | -11 | 0 | 0 | 0 | 0.023094 | 0.19245 | 1 | -2.3529 | 1 | -3.7238 | 9.7345
373 | 11 | 0 | -11 | 0 | 0 | 0 | 0.023094 | 0.19245 | 1 | -2.3529 | 1 | -3.7238 | 9.7345
374 | -94.065 | 0 | 94.065 | 0 | 0 | 0 | 0.13577 | 0.19749 | 1 | -2.6577 | 1 | -2.3529 | 10.6408
375 | 0 | 0 | 0 | 0 | 0 | 0 | 0 | 0 | 1 | -16.0796 | 1 | -16.0796 | 0
376 | 0 | 0 | 0 | 0 | 0 | 0 | 0 | 0 | 1 | -16.0796 | 1 | -16.0796 | 0
377 | 47.6939 | 0 | -47.6939 | 0 | 0 | 0 | 0.06884 | 0.20861 | 1 | -8.4046 | 1 | -9.1794 | 17.0946
378 | 45.2991 | 0 | -45.2991 | 0 | 0 | 0 | 0.065384 | 0.19813 | 1 | -8.4046 | 1 | -9.1794 | 16.6541
379 | 45.2991 | 0 | -45.2991 | 0 | 0 | 0 | 0.065384 | 0.19813 | 1 | -8.4046 | 1 | -9.1794 | 16.6541
380 | 39.9269 | 0 | -39.9269 | 0 | 0 | 0 | 0.05763 | 0.17464 | 1 | -8.4046 | 1 | -9.1794 | 15.4158
381 | 47.781 | 0 | -47.781 | 0 | 0 | 0 | 0.068966 | 0.20899 | 1 | -8.4046 | 1 | -9.1794 | 17.1874
382 | 27.0446 | 0 | -27.0446 | 0 | 0 | 0 | 0.039036 | 0.11829 | 1 | -10.7602 | 1 | -11.2264 | 9.7283
383 | 27.0446 | 0 | -27.0446 | 0 | 0 | 0 | 0.039036 | 0.11829 | 1 | -10.7602 | 1 | -11.2264 | 9.7283
384 | 27.0446 | 0 | -27.0446 | 0 | 0 | 0 | 0.039036 | 0.11829 | 1 | -10.7602 | 1 | -11.2264 | 9.7283
385 | 24.8661 | 0 | -24.8661 | 0 | 0 | 0 | 0.035891 | 0.10876 | 1 | -10.7602 | 1 | -11.2264 | 10.3609
386 | 125.0569 | 0 | -125.0569 | 0 | 0 | 0 | 0.1805 | 0.26255 | 1 | -10.7602 | 1 | -11.2379 | 16.6743
387 | 129.9327 | 0 | -129.9327 | 0 | 0 | 0 | 0.18754 | 0.27279 | 1 | -10.7602 | 1 | -11.1803 | 14.6651
388 | 0 | 0 | 0 | 0 | 0 | 0 | 0 | 0 | 1 | -10.8048 | 1 | -10.8048 | 0
389 | 0 | 0 | 0 | 0 | 0 | 0 | 0 | 0 | 1 | -10.8048 | 1 | -10.8048 | 0
390 | -5.6843e-14 | 0 | 5.6843e-14 | 0 | 0 | 0 | 1.1934e-16 | 2.4863e-16 | 1 | -11.1501 | 1 | -11.1501 | 2.8565e-14
391 | 0 | 0 | 0 | 0 | 0 | 0 | 0 | 0 | 1 | -10.4443 | 1 | -10.4443 | 0
392 | 0 | 0 | 0 | 0 | 0 | 0 | 0 | 0 | 1 | -10.4443 | 1 | -10.4443 | 0
393 | 1.1369e-13 | 0 | -1.1369e-13 | 0 | 0 | 0 | 1.6409e-16 | 4.9725e-16 | 1 | -10.4443 | 1 | -10.4443 | 4.3227e-14
394 | 0 | 0 | 0 | 0 | 0 | 0 | 0 | 0 | 1 | -10.4443 | 1 | -10.4443 | 0
395 | 285.7028 | 0 | -285.7028 | 0 | 0 | 0 | 0.41238 | 0.59982 | 1 | 3.0705 | 1 | 2.3265 | 25.973
396 | -46.4105 | 0 | 46.4105 | 0 | 0 | 0 | 0.066988 | 0.097437 | 1 | 3.0705 | 1 | 3.1914 | 4.2191
397 | 0 | 0 | 0 | 0 | 0 | 0 | 0 | 0 | 1 | 2.3265 | 1 | 2.3265 | 0
398 | 214.397 | 0 | -214.397 | 0 | 0 | 0 | 0.45012 | 0.93774 | 1 | -8.7302 | 1 | -12.6575 | 79.4063
399 | 213.603 | 0 | -213.603 | 0 | 0 | 0 | 0.44845 | 0.93427 | 1 | -8.7302 | 1 | -12.6575 | 79.4063
400 | 1.1369e-13 | 0 | -1.1369e-13 | 0 | 0 | 0 | 2.3868e-16 | 4.9725e-16 | 1 | -8.7302 | 1 | -8.7302 | 4.1797e-14
401 | 5.6843e-14 | 0 | -5.6843e-14 | 0 | 0 | 0 | 1.1934e-16 | 2.4863e-16 | 1 | -8.7302 | 1 | -8.7302 | 2.129e-14
402 | 174.5 | 0 | -174.5 | 0 | 0 | 0 | 0.36635 | 3.053 | 1 | -2.3152 | 1 | -22.3818 | 145.4167
403 | 174.5 | 0 | -174.5 | 0 | 0 | 0 | 0.36635 | 3.053 | 1 | -2.3152 | 1 | -22.3818 | 145.4167
404 | 421.4157 | 0 | -421.4157 | 0 | 0 | 0 | 0.60826 | 0.88474 | 1 | -1.2177 | 1 | -2.3152 | 38.3105
405 | 0 | 0 | 0 | 0 | 0 | 0 | 0 | 0 | 1 | -11.1108 | 1 | -11.1108 | 0
406 | 0 | 0 | 0 | 0 | 0 | 0 | 0 | 0 | 1 | -11.1108 | 1 | -11.1108 | 0
407 | 0 | 0 | 0 | 0 | 0 | 0 | 0 | 0 | 1 | -11.1108 | 1 | -11.1108 | 0
408 | -5.6843e-14 | 0 | 5.6843e-14 | 0 | 0 | 0 | 1.1934e-16 | 4.9725e-16 | 1 | -11.1108 | 1 | -11.1108 | 3.158e-14
409 | -5.6843e-14 | 0 | 5.6843e-14 | 0 | 0 | 0 | 1.1934e-16 | 4.9725e-16 | 1 | -11.1108 | 1 | -11.1108 | 3.158e-14
410 | 9.6061 | 0 | -9.6061 | 0 | 0 | 0 | 0.020168 | 0.084031 | 1 | -11.1108 | 1 | -11.4381 | 4.5962
411 | 9.3939 | 0 | -9.3939 | 0 | 0 | 0 | 0.019722 | 0.082176 | 1 | -11.1108 | 1 | -11.4381 | 5.2188
412 | 0 | 0 | 0 | 0 | 0 | 0 | 0 | 0 | 1 | -10.4281 | 1 | -10.4281 | 0
413 | 1.1369e-13 | 0 | -1.1369e-13 | 0 | 0 | 0 | 1.6409e-16 | 4.9725e-16 | 1 | -10.4281 | 1 | -10.4281 | 4.3558e-14
414 | 16.2722 | 0 | -16.2722 | 0 | 0 | 0 | 0.023487 | 0.071172 | 1 | -10.4281 | 1 | -10.7088 | 6.0491
415 | 15.7278 | 0 | -15.7278 | 0 | 0 | 0 | 0.022701 | 0.068791 | 1 | -10.4281 | 1 | -10.7088 | 6.0491
416 | 101.3107 | 0 | -101.3107 | 0 | 0 | 0 | 0.2127 | 0.88624 | 1 | -11.597 | 1 | -15.0175 | 54.1768
417 | 84.8708 | 0 | -84.8708 | 0 | 0 | 0 | 0.17818 | 0.74243 | 1 | -11.5514 | 1 | -15.0175 | 45.3855
418 | 98.8185 | 0 | -98.8185 | 0 | 0 | 0 | 0.20747 | 0.86444 | 1 | -11.5514 | 1 | -15.0175 | 54.8992
419 | -7.1054e-15 | 0 | 7.1054e-15 | 0 | 0 | 0 | 1.0256e-17 | 3.1078e-17 | 1 | 0.73369 | 1 | 0.73369 | 2.5559e-15
420 | 0 | 0 | 0 | 0 | 0 | 0 | 0 | 0 | 1 | 0.73369 | 1 | 0.73369 | 0
421 | 40.3841 | 0 | -40.3841 | 0 | 0 | 0 | 0.058289 | 0.17663 | 1 | 0.73369 | 1 | 0.02167 | 14.7927
422 | 39.6159 | 0 | -39.6159 | 0 | 0 | 0 | 0.057181 | 0.17327 | 1 | 0.73369 | 1 | 0.02167 | 15.6585
423 | 1.1808 | 0 | -1.1808 | 0 | 0 | 0 | 0.002479 | 0.020659 | 1 | -2.2037 | 1 | -2.3211 | 1.0358
424 | -1.1808 | 0 | 1.1808 | 0 | 0 | 0 | 0.002479 | 0.020659 | 1 | -2.4385 | 1 | -2.3211 | 1.0358
425 | 1.3074e-12 | 0 | -1.3074e-12 | 0 | 0 | 0 | 1.8871e-15 | 5.7184e-15 | 1 | 6.9865 | 1 | 6.9865 | 4.7199e-13
426 | 1.1369e-12 | 0 | -1.1369e-12 | 0 | 0 | 0 | 1.6409e-15 | 4.9725e-15 | 1 | 6.9865 | 1 | 6.9865 | 4.737e-13
427 | -137.5387 | 0 | 137.5387 | 0 | 0 | 0 | 0.19852 | 0.60158 | 1 | 6.9865 | 1 | 9.3638 | 49.4744
428 | 33 | 0 | -33 | 0 | 0 | 0 | 0.047631 | 0.14434 | 1 | 6.9865 | 1 | 6.3934 | 13.0435
429 | 0 | 0 | 0 | 0 | 0 | 0 | 0 | 0 | 1 | 6.9865 | 1 | 6.9865 | 0
430 | 62.6057 | 0 | -62.6057 | 0 | 0 | 0 | 0.13144 | 0.27383 | 1 | 16.1833 | 1 | 15.113 | 22.3592
431 | 56.8661 | 0 | -56.8661 | 0 | 0 | 0 | 0.11939 | 0.24872 | 1 | 16.1833 | 1 | 15.113 | 21.7046
432 | 56.8661 | 0 | -56.8661 | 0 | 0 | 0 | 0.11939 | 0.24872 | 1 | 16.1833 | 1 | 15.113 | 21.7046
433 | 53.662 | 0 | -53.662 | 0 | 0 | 0 | 0.11266 | 0.23471 | 1 | 16.1833 | 1 | 15.113 | 22.3592
434 | 73.6935 | 0 | -73.6935 | 0 | 0 | 0 | 0.10637 | 0.15472 | 1 | 16.3691 | 1 | 16.1833 | 6.4871
435 | 73.4986 | 0 | -73.4986 | 0 | 0 | 0 | 0.10609 | 0.15431 | 1 | 16.3691 | 1 | 16.1833 | 6.4871
436 | 77.9108 | 0 | -77.9108 | 0 | 0 | 0 | 0.11245 | 0.34077 | 1 | -6.8453 | 1 | -8.3273 | 30.7948
437 | 77.6029 | 0 | -77.6029 | 0 | 0 | 0 | 0.11201 | 0.33942 | 1 | -6.8453 | 1 | -8.3273 | 30.7948
438 | 24.4863 | 0 | -24.4863 | 0 | 0 | 0 | 0.035343 | 0.1071 | 1 | -7.9031 | 1 | -8.3273 | 9.3459
439 | 33.3758 | 0 | -33.3758 | 0 | 0 | 0 | 0.070071 | 0.14598 | 1 | -10.0258 | 1 | -10.5773 | 11.9627
440 | 33.3758 | 0 | -33.3758 | 0 | 0 | 0 | 0.070071 | 0.14598 | 1 | -10.0258 | 1 | -10.5773 | 11.9627
441 | 23.2483 | 0 | -23.2483 | 0 | 0 | 0 | 0.048809 | 0.10168 | 1 | -10.0258 | 1 | -10.5773 | 11.5091
442 | 19.1418 | 0 | -19.1418 | 0 | 0 | 0 | 0.040187 | 0.040187 | 1 | -10.0258 | 1 | -10.098 | 2.5187
443 | 0 | 0 | 0 | 0 | 0 | 0 | 0 | 0 | 1 | 17.4988 | 1 | 17.4988 | 0
444 | 336 | 0 | -336 | 0 | 0 | 0 | 0.70542 | 5.8785 | 1 | 17.4988 | 1 | -12.9947 | 292.1739
445 | 12 | 0 | -12 | 0 | 0 | 0 | 0.025193 | 0.052486 | 1 | -9.1479 | 1 | -9.3746 | 4.5977
446 | 12 | 0 | -12 | 0 | 0 | 0 | 0.025193 | 0.052486 | 1 | -9.1479 | 1 | -9.3746 | 4.5977
447 | 263.8079 | 0 | -263.8079 | 0 | 0 | 0 | 0.38077 | 0.55385 | 1 | -8.4701 | 1 | -9.1479 | 23.6599
448 | 22.1721 | 0 | -22.1721 | 0 | 0 | 0 | 0.032003 | 0.096978 | 1 | 9.0045 | 1 | 8.6304 | 8.2424
449 | 22.1721 | 0 | -22.1721 | 0 | 0 | 0 | 0.032003 | 0.096978 | 1 | 9.0045 | 1 | 8.6304 | 8.2424
450 | -34.3443 | 0 | 34.3443 | 0 | 0 | 0 | 0.049572 | 0.15022 | 1 | 8.0628 | 1 | 8.6304 | 12.3541
451 | 56.9589 | 0 | -56.9589 | 0 | 0 | 0 | 0.082213 | 0.24913 | 1 | -0.26192 | 1 | -1.2382 | 20.7879
452 | 52.0411 | 0 | -52.0411 | 0 | 0 | 0 | 0.075115 | 0.22762 | 1 | -0.26192 | 1 | -1.2382 | 21.6838
453 | 256 | 0 | -256 | 0 | 0 | 0 | 0.3695 | 1.1197 | 1 | -1.9077 | 1 | -6.7213 | 96.9697
454 | 0 | 0 | 0 | 0 | 0 | 0 | 0 | 0 | 1 | -1.9077 | 1 | -1.9077 | 0
455 | 168.4259 | 0 | -168.4259 | 0 | 0 | 0 | 0.2431 | 0.73667 | 1 | -14.526 | 1 | -17.4633 | 61.0239
456 | 167.8427 | 0 | -167.8427 | 0 | 0 | 0 | 0.24226 | 0.73412 | 1 | -14.526 | 1 | -17.4633 | 61.0337
457 | 10.1552 | 0 | -10.1552 | 0 | 0 | 0 | 0.02132 | 0.044418 | 1 | -8.0986 | 1 | -8.2757 | 3.8178
458 | 9.5343 | 0 | -9.5343 | 0 | 0 | 0 | 0.020017 | 0.041702 | 1 | -8.0986 | 1 | -8.2757 | 3.5843
459 | 10.1552 | 0 | -10.1552 | 0 | 0 | 0 | 0.02132 | 0.044418 | 1 | -8.0986 | 1 | -8.2757 | 3.8178
460 | 10.1552 | 0 | -10.1552 | 0 | 0 | 0 | 0.02132 | 0.044418 | 1 | -8.0986 | 1 | -8.2757 | 3.8178
461 | 281.7395 | 0 | -281.7395 | 0 | 0 | 0 | 0.40666 | 0.5915 | 1 | -7.3894 | 1 | -8.0986 | 24.7574
462 | 291.3811 | 0 | -291.3811 | 0 | 0 | 0 | 0.42057 | 0.61174 | 1 | -7.3133 | 1 | -8.0986 | 27.4112
463 | 1.4783 | 0 | -1.4783 | 0 | 0 | 0 | 0.0021338 | 0.006466 | 1 | 1.6455 | 1 | 1.6178 | 0.57523
464 | 1.5217 | 0 | -1.5217 | 0 | 0 | 0 | 0.0021963 | 0.0066556 | 1 | 1.6455 | 1 | 1.6178 | 0.59673
465 | -0.59568 | 0 | 0.59568 | 0 | 0 | 0 | 0.0012506 | 0.0026054 | 1 | -1.0021 | 1 | -0.99089 | 0.22823
466 | -10.9158 | 0 | 10.9158 | 0 | 0 | 0 | 0.022917 | 0.047744 | 1 | -1.1971 | 1 | -0.99089 | 4.1823
467 | 7.1054e-15 | 0 | -7.1054e-15 | 0 | 0 | 0 | 1.0256e-17 | 3.1078e-17 | 1 | -0.80335 | 1 | -0.80335 | 2.6813e-15
468 | 7.1054e-15 | 0 | -7.1054e-15 | 0 | 0 | 0 | 1.0256e-17 | 3.1078e-17 | 1 | -0.80335 | 1 | -0.80335 | 2.6813e-15
469 | 7.1054e-15 | 0 | -7.1054e-15 | 0 | 0 | 0 | 1.0256e-17 | 3.1078e-17 | 1 | -0.80335 | 1 | -0.80335 | 2.6813e-15
470 | 11.5115 | 0 | -11.5115 | 0 | 0 | 0 | 0.016615 | 0.05035 | 1 | -0.80335 | 1 | -0.99089 | 4.1408
471 | 78.3419 | 0 | -78.3419 | 0 | 0 | 0 | 0.11308 | 0.16448 | 1 | -0.80335 | 1 | -1.0021 | 6.9391
472 | 58.635 | 0 | -58.635 | 0 | 0 | 0 | 0.084632 | 0.1231 | 1 | -0.80335 | 1 | -1.0021 | 6.939
473 | 156.5592 | 0 | -156.5592 | 0 | 0 | 0 | 0.22597 | 0.32869 | 1 | -0.80335 | 1 | -1.1971 | 13.7453
474 | 120.4093 | 0 | -120.4093 | 0 | 0 | 0 | 0.1738 | 0.25279 | 1 | -0.80335 | 1 | -1.1971 | 13.7454
475 | 111.6049 | 0 | -111.6049 | 0 | 0 | 0 | 0.16109 | 0.16109 | 1 | -0.80335 | 1 | -0.91962 | 4.0584
476 | -106.5701 | 0 | 106.5701 | 0 | 0 | 0 | 0.15382 | 0.15382 | 1 | -0.80335 | 1 | -0.69233 | 3.8753
477 | 0 | 0 | 0 | 0 | 0 | 0 | 0 | 0 | 1 | -2.4305 | 1 | -2.4305 | 0
478 | 0 | 0 | 0 | 0 | 0 | 0 | 0 | 0 | 1 | -2.4305 | 1 | -2.4305 | 0
479 | 307.5 | 0 | -307.5 | 0 | 0 | 0 | 0.64558 | 5.3799 | 1 | -2.4305 | 1 | -31.9838 | 256.25
480 | 307.5 | 0 | -307.5 | 0 | 0 | 0 | 0.64558 | 5.3799 | 1 | -2.4305 | 1 | -31.9838 | 256.25
481 | 1.1177 | 0 | -1.1177 | 0 | 0 | 0 | 0.0023466 | 0.019555 | 1 | 7.4474 | 1 | 7.3068 | 1.0161
482 | 0.8823 | 0 | -0.8823 | 0 | 0 | 0 | 0.0018523 | 0.015436 | 1 | 7.4474 | 1 | 7.3068 | 0.80209
483 | 17.1663 | 0 | -17.1663 | 0 | 0 | 0 | 0.03604 | 0.075083 | 1 | -15.7699 | 1 | -16.0542 | 6.1528
484 | 12.8337 | 0 | -12.8337 | 0 | 0 | 0 | 0.026944 | 0.056133 | 1 | -15.7699 | 1 | -16.0542 | 6.0823
485 | 226.5 | 0 | -226.5 | 0 | 0 | 0 | 0.47553 | 0.99068 | 1 | -2.5225 | 1 | -7.7648 | 107.346
486 | 226.5 | 0 | -226.5 | 0 | 0 | 0 | 0.47553 | 0.99068 | 1 | -2.5225 | 1 | -7.7648 | 107.346
487 | 0 | 0 | 0 | 0 | 0 | 0 | 0 | 0 | 1 | -2.5225 | 1 | -2.5225 | 0
488 | 0 | 0 | 0 | 0 | 0 | 0 | 0 | 0 | 1 | -2.5225 | 1 | -2.5225 | 0
489 | 15.0829 | 0 | -15.0829 | 0 | 0 | 0 | 0.02177 | 0.06597 | 1 | -12.8746 | 1 | -13.1296 | 5.5249
490 | 14.9171 | 0 | -14.9171 | 0 | 0 | 0 | 0.021531 | 0.065246 | 1 | -12.8746 | 1 | -13.1296 | 5.5249
491 | 0 | 0 | 0 | 0 | 0 | 0 | 0 | 0 | 1 | -5.874 | 1 | -5.874 | 0
492 | 0 | 0 | 0 | 0 | 0 | 0 | 0 | 0 | 1 | -5.874 | 1 | -5.874 | 0
493 | 58.4094 | 0 | -58.4094 | 0 | 0 | 0 | 0.084307 | 0.25547 | 1 | -5.874 | 1 | -6.8607 | 21.0106
494 | 59.5906 | 0 | -59.5906 | 0 | 0 | 0 | 0.086012 | 0.26064 | 1 | -5.874 | 1 | -6.8607 | 21.5129
495 | 167.7978 | 0 | -167.7978 | 0 | 0 | 0 | 0.2422 | 0.35228 | 1 | -5.874 | 1 | -6.3013 | 14.9154
496 | 0 | 0 | 0 | 0 | 0 | 0 | 0 | 0 | 1 | -5.7753 | 1 | -5.7753 | 0
497 | 5.6843e-14 | 0 | -5.6843e-14 | 0 | 0 | 0 | 8.2046e-17 | 2.4863e-16 | 1 | -5.7753 | 1 | -5.7753 | 2.1696e-14
498 | 5.6843e-14 | 0 | -5.6843e-14 | 0 | 0 | 0 | 8.2046e-17 | 2.4863e-16 | 1 | -5.7753 | 1 | -5.7753 | 2.3685e-14
499 | 5.6843e-14 | 0 | -5.6843e-14 | 0 | 0 | 0 | 8.2046e-17 | 2.4863e-16 | 1 | -5.7753 | 1 | -5.7753 | 2.3685e-14
500 | 0 | 0 | 0 | 0 | 0 | 0 | 0 | 0 | 1 | -13.2377 | 1 | -13.2377 | 0
501 | 9.8825 | 0 | -9.8825 | 0 | 0 | 0 | 0.020748 | 0.1729 | 1 | -13.4299 | 1 | -14.7444 | 7.4867
502 | 9.1175 | 0 | -9.1175 | 0 | 0 | 0 | 0.019142 | 0.15952 | 1 | -13.4299 | 1 | -14.7444 | 8.1407
503 | -65.6181 | 0 | 65.6181 | 0 | 0 | 0 | 0.094712 | 0.287 | 1 | 2.2965 | 1 | 3.5298 | 27.3409
504 | -65.3755 | 0 | 65.3755 | 0 | 0 | 0 | 0.094361 | 0.28594 | 1 | 2.2965 | 1 | 3.5298 | 27.2398
505 | 1.467 | 0 | -1.467 | 0 | 0 | 0 | 0.0030799 | 0.0064165 | 1 | -0.237 | 1 | -0.26237 | 0.5277
506 | 1.2665 | 0 | -1.2665 | 0 | 0 | 0 | 0.0026589 | 0.0055395 | 1 | -0.237 | 1 | -0.26237 | 0.5277
507 | 1.2665 | 0 | -1.2665 | 0 | 0 | 0 | 0.0026589 | 0.0055395 | 1 | -0.237 | 1 | -0.26237 | 0.5277
508 | 0 | 0 | 0 | 0 | 0 | 0 | 0 | 0 | 1 | -0.237 | 1 | -0.237 | 0
509 | 288.2076 | 0 | -288.2076 | 0 | 0 | 0 | 0.41599 | 0.60508 | 1 | 0.5136 | 1 | -0.237 | 26.2007
510 | -6 | 0 | 6 | 0 | 0 | 0 | 0.0086603 | 0.026243 | 1 | -1.2752 | 1 | -1.2378 | 1.3043
511 | 23 | 0 | -23 | 0 | 0 | 0 | 0.033198 | 0.1006 | 1 | -6.9398 | 1 | -7.3397 | 8.6142
512 | 23 | 0 | -23 | 0 | 0 | 0 | 0.033198 | 0.1006 | 1 | -6.9398 | 1 | -7.3397 | 8.6142
513 | 0 | 0 | 0 | 0 | 0 | 0 | 0 | 0 | 1 | -1.9077 | 1 | -1.9077 | 0
514 | 0 | 0 | 0 | 0 | 0 | 0 | 0 | 0 | 1 | -1.9077 | 1 | -1.9077 | 0
515 | 33 | 0 | -33 | 0 | 0 | 0 | 0.047631 | 0.14434 | 1 | -2.0325 | 1 | -2.6705 | 12.6923
516 | 0 | 0 | 0 | 0 | 0 | 0
517 | 0 | 0 | 0 | 0 | 0 | 0
518 | 1.5 | 0 | -1.5 | 0 | 0 | 0 | 0.0031492 | 0.0065608 | 1 | 16.4329 | 1 | 16.4026 | 0.625
519 | 1.5 | 0 | -1.5 | 0 | 0 | 0 | 0.0031492 | 0.0065608 | 1 | 16.4329 | 1 | 16.4026 | 0.625
520 | 69.5 | 0 | -69.5 | 0 | 0 | 0 | 0.10031 | 0.30398 | 1 | -11.5525 | 1 | -12.7765 | 27.1484
521 | 69.5 | 0 | -69.5 | 0 | 0 | 0 | 0.10031 | 0.30398 | 1 | -11.5525 | 1 | -12.7765 | 27.1484
522 | 48.1752 | 0 | -48.1752 | 0 | 0 | 0 | 0.069535 | 0.21071 | 1 | 3.5662 | 1 | 2.7576 | 17.5182
523 | 47.8248 | 0 | -47.8248 | 0 | 0 | 0 | 0.069029 | 0.20918 | 1 | 3.5662 | 1 | 2.7576 | 17.5182
524 | 0 | 0 | 0 | 0 | 0 | 0 | 0 | 0 | 1 | 3.5662 | 1 | 3.5662 | 0
525 | 0 | 0 | 0 | 0 | 0 | 0 | 0 | 0 | 1 | 3.5662 | 1 | 3.5662 | 0
526 | 1.0044 | 0 | -1.0044 | 0 | 0 | 0 | 0.0021086 | 0.017572 | 1 | -2.2521 | 1 | -2.3561 | 0.87336
527 | 0.99563 | 0 | -0.99563 | 0 | 0 | 0 | 0.0020903 | 0.017419 | 1 | -2.2521 | 1 | -2.3561 | 0.87336
528 | 0 | 0 | 0 | 0 | 0 | 0 | 0 | 0 | 1 | -5.5721 | 1 | -5.5721 | 0
529 | -71.6999 | 0 | 71.6999 | 0 | 0 | 0 | 0.10349 | 0.31361 | 1 | 5.6824 | 1 | 6.9014 | 26.8539
530 | -71.9525 | 0 | 71.9525 | 0 | 0 | 0 | 0.10385 | 0.31471 | 1 | 5.6824 | 1 | 6.9011 | 26.848
531 | -73.1027 | 0 | 73.1027 | 0 | 0 | 0 | 0.10551 | 0.31974 | 1 | 5.6824 | 1 | 6.9206 | 27.2771
532 | -73.3609 | 0 | 73.3609 | 0 | 0 | 0 | 0.10589 | 0.32087 | 1 | 5.6824 | 1 | 6.9204 | 27.2717
533 | 1.1369e-13 | 0 | -1.1369e-13 | 0 | 0 | 0 | 2.3868e-16 | 9.945e-16 | 1 | -12.1249 | 1 | -12.1249 | 5.7418e-14
534 | 1.1369e-13 | 0 | -1.1369e-13 | 0 | 0 | 0 | 2.3868e-16 | 4.9725e-16 | 1 | -12.1249 | 1 | -12.1249 | 4.5657e-14
535 | 5.6843e-14 | 0 | -5.6843e-14 | 0 | 0 | 0 | 8.2046e-17 | 4.9725e-16 | 1 | -12.1249 | 1 | -12.1249 | 2.0822e-14
536 | 5.6843e-14 | 0 | -5.6843e-14 | 0 | 0 | 0 | 8.2046e-17 | 4.9725e-16 | 1 | -12.1249 | 1 | -12.1249 | 2.3685e-14
537 | 0 | 0 | 0 | 0 | 0 | 0 | 0 | 0 | 1 | -12.1249 | 1 | -12.1249 | 0
538 | 0 | 0 | 0 | 0 | 0 | 0 | 0 | 0 | 1 | -12.1249 | 1 | -12.1249 | 0
539 | 198.5294 | 0 | -198.5294 | 0 | 0 | 0 | 0.28655 | 0.86834 | 1 | -12.1249 | 1 | -15.658 | 73.5294
540 | 176.4706 | 0 | -176.4706 | 0 | 0 | 0 | 0.25471 | 0.77186 | 1 | -12.1249 | 1 | -15.658 | 73.5294
541 | 0 | 0 | 0 | 0 | 0 | 0 | 0 | 0 | 1 | -12.1249 | 1 | -12.1249 | 0
542 | 0 | 0 | 0 | 0 | 0 | 0 | 0 | 0 | 1 | -12.1249 | 1 | -12.1249 | 0
543 | 0 | 0 | 0 | 0 | 0 | 0 | 0 | 0 | 1 | -12.1249 | 1 | -12.1249 | 0
544 | -4.5475e-13 | 0 | 4.5475e-13 | 0 | 0 | 0 | 6.5637e-16 | 9.5472e-16 | 1 | -12.1249 | 1 | -12.1249 | 5.6561e-14
545 | 139.5757 | 0 | -139.5757 | 0 | 0 | 0 | 0.29303 | 0.61049 | 1 | 0.13928 | 1 | -2.3533 | 50.2071
546 | 135.5591 | 0 | -135.5591 | 0 | 0 | 0 | 0.2846 | 0.59292 | 1 | 0.13928 | 1 | -2.3533 | 50.2071
547 | 132.4326 | 0 | -132.4326 | 0 | 0 | 0 | 0.27804 | 0.57924 | 1 | 0.13928 | 1 | -2.3533 | 50.1639
548 | 132.4326 | 0 | -132.4326 | 0 | 0 | 0 | 0.27804 | 0.57924 | 1 | 0.13928 | 1 | -2.3533 | 50.1639
549 | 62.911 | 0 | -62.911 | 0 | 0 | 0 | 0.13208 | 0.27516 | 1 | -2.2838 | 1 | -3.3441 | 22.5488
550 | 57.089 | 0 | -57.089 | 0 | 0 | 0 | 0.11986 | 0.2497 | 1 | -2.2838 | 1 | -3.3441 | 21.462
551 | 2.8422e-14 | 0 | -2.8422e-14 | 0 | 0 | 0 | 5.967e-17 | 1.2431e-16 | 1 | -2.2838 | 1 | -2.2838 | 1.0187e-14
552 | 2.8422e-14 | 0 | -2.8422e-14 | 0 | 0 | 0 | 5.967e-17 | 1.2431e-16 | 1 | -2.2838 | 1 | -2.2838 | 1.0685e-14
553 | 9.3714 | 0 | -9.3714 | 0 | 0 | 0 | 0.013526 | 0.040989 | 1 | 17.9358 | 1 | 17.7839 | 3.371
554 | 9.3466 | 0 | -9.3466 | 0 | 0 | 0 | 0.013491 | 0.040881 | 1 | 17.9358 | 1 | 17.7839 | 3.3621
555 | 10.282 | 0 | -10.282 | 0 | 0 | 0 | 0.014841 | 0.044972 | 1 | 17.9509 | 1 | 17.7839 | 3.6986
556 | 1.5 | 0 | -1.5 | 0 | 0 | 0 | 0.0031492 | 0.026243 | 1 | 18.0662 | 1 | 17.9065 | 1.3636
557 | 1.5 | 0 | -1.5 | 0 | 0 | 0 | 0.0031492 | 0.026243 | 1 | 18.0662 | 1 | 17.9065 | 1.3636
558 | 5.0406 | 0 | -5.0406 | 0 | 0 | 0 | 0.0072755 | 0.022047 | 1 | -1.0836 | 1 | -1.1822 | 2.1002
559 | -5.0406 | 0 | 5.0406 | 0 | 0 | 0 | 0.0072755 | 0.022047 | 1 | -1.2767 | 1 | -1.1822 | 2.1002
560 | 18.7206 | 0 | -18.7206 | 0 | 0 | 0 | 0.039303 | 0.081882 | 1 | -0.56311 | 1 | -0.87318 | 6.6859
561 | 18.7657 | 0 | -18.7657 | 0 | 0 | 0 | 0.039398 | 0.082079 | 1 | -0.56311 | 1 | -0.87318 | 6.7261
562 | 12.851 | 0 | -12.851 | 0 | 0 | 0 | 0.02698 | 0.056208 | 1 | -0.56311 | 1 | -0.87318 | 6.4904
563 | 12.6627 | 0 | -12.6627 | 0 | 0 | 0 | 0.026585 | 0.055385 | 1 | -0.56311 | 1 | -0.87318 | 6.6999
564 | 286.1678 | 0 | -286.1678 | 0 | 0 | 0 | 0.41305 | 0.6008 | 1 | 0.17082 | 1 | -0.56311 | 25.6193
565 | 650.296 | 0 | -650.296 | 0 | 0 | 0 | 0.93862 | 0.93862 | 1 | -1.9632 | 1 | -2.6407 | 23.6471
566 | 0 | 0 | 0 | 0 | 0 | 0 | 0 | 0 | 1 | -1.9632 | 1 | -1.9632 | 0
567 | 0 | 0 | 0 | 0 | 0 | 0 | 0 | 0 | 1 | -1.9632 | 1 | -1.9632 | 0
568 | 0 | 0 | 0 | 0 | 0 | 0 | 0 | 0 | 1 | 20.6736 | 1 | 20.6736 | 0
569 | -5.6843e-14 | 0 | 5.6843e-14 | 0 | 0 | 0 | 1.1934e-16 | 2.4863e-16 | 1 | 20.6736 | 1 | 20.6736 | 4.1191e-14
570 | -5.6843e-14 | 0 | 5.6843e-14 | 0 | 0 | 0 | 1.1934e-16 | 2.4863e-16 | 1 | 20.6736 | 1 | 20.6736 | 4.1492e-14
571 | -2.2737e-13 | 0 | 2.2737e-13 | 0 | 0 | 0 | 4.7736e-16 | 9.945e-16 | 1 | 20.6736 | 1 | 20.6736 | 8.2983e-14
572 | -5.6843e-14 | 0 | 5.6843e-14 | 0 | 0 | 0 | 1.1934e-16 | 2.4863e-16 | 1 | 20.6736 | 1 | 20.6736 | 4.1492e-14
573 | -5.6843e-14 | 0 | 5.6843e-14 | 0 | 0 | 0 | 1.1934e-16 | 2.4863e-16 | 1 | 20.6736 | 1 | 20.6736 | 4.1492e-14
574 | 77.7232 | 0 | -77.7232 | 0 | 0 | 0 | 0.11218 | 0.16318 | 1 | 20.8636 | 1 | 20.6736 | 6.6317
575 | 77.2584 | 0 | -77.2584 | 0 | 0 | 0 | 0.11151 | 0.1622 | 1 | 20.8636 | 1 | 20.6736 | 6.6316
576 | 0 | 0 | 0 | 0 | 0 | 0 | 0 | 0 | 1 | -3.4111 | 1 | -3.4111 | 0
577 | 0 | 0 | 0 | 0 | 0 | 0 | 0 | 0 | 1 | -3.4111 | 1 | -3.4111 | 0
578 | 258.7606 | 0 | -258.7606 | 0 | 0 | 0 | 0.37349 | 0.37349 | 1 | -0.58336 | 1 | -0.95419 | 12.9445
579 | 9.5627 | 0 | -9.5627 | 0 | 0 | 0 | 0.013803 | 0.041826 | 1 | -5.6156 | 1 | -5.7707 | 3.4398
580 | 8.2742 | 0 | -8.2742 | 0 | 0 | 0 | 0.011943 | 0.03619 | 1 | -5.6156 | 1 | -5.7707 | 3.2834
581 | 80 | 0 | -80 | 0 | 0 | 0 | 0.11547 | 1.3996 | 1 | -5.6156 | 1 | -10.2046 | 53.3333
582 | -8.9892 | 0 | 8.9892 | 0 | 0 | 0 | 0.012975 | 0.039318 | 1 | -5.9379 | 1 | -5.7707 | 3.5391
583 | -8.8477 | 0 | 8.8477 | 0 | 0 | 0 | 0.012771 | 0.038699 | 1 | -5.9379 | 1 | -5.7707 | 3.5391
584 | -37.2466 | 0 | 37.2466 | 0 | 0 | 0 | 0.078198 | 0.16291 | 1 | -13.3321 | 1 | -12.5192 | 17.6524
585 | -36.3544 | 0 | 36.3544 | 0 | 0 | 0 | 0.076324 | 0.15901 | 1 | -13.3321 | 1 | -12.5192 | 17.2296
586 | -78.399 | 0 | 78.399 | 0 | 0 | 0 | 0.11316 | 0.34291 | 1 | -13.8999 | 1 | -12.5192 | 30.6246
587 | 4.5475e-13 | 0 | -4.5475e-13 | 0 | 0 | 0 | 6.5637e-16 | 1.989e-15 | 1 | -13.8999 | 1 | -13.8999 | 1.8948e-13
588 | 225.9532 | 0 | -225.9532 | 0 | 0 | 0 | 0.32614 | 0.47438 | 1 | -13.8999 | 1 | -14.4349 | 18.6738
589 | -73.601 | 0 | 73.601 | 0 | 0 | 0 | 0.10623 | 0.15452 | 1 | -13.5798 | 1 | -13.3321 | 8.6488
590 | 4.5475e-13 | 0 | -4.5475e-13 | 0 | 0 | 0 | 6.5637e-16 | 1.989e-15 | 1 | -13.8999 | 1 | -13.8999 | 1.8948e-13
591 | 19.0298 | 0 | -19.0298 | 0 | 0 | 0 | 0.027467 | 0.083234 | 1 | -9.1629 | 1 | -9.5344 | 7.9291
592 | 45.9702 | 0 | -45.9702 | 0 | 0 | 0 | 0.066352 | 0.20107 | 1 | -8.7751 | 1 | -9.5344 | 16.4768
593 | 299.5487 | 0 | -299.5487 | 0 | 0 | 0 | 0.62889 | 5.2407 | 1 | -2.1896 | 1 | -62.1867 | 394.1431
594 | 299.4513 | 0 | -299.4513 | 0 | 0 | 0 | 0.62868 | 5.239 | 1 | -2.2091 | 1 | -62.1867 | 394.0148
595 | 2.6303 | 0 | -2.6303 | 0 | 0 | 0 | 0.0055221 | 0.023009 | 1 | 1.8318 | 1 | 1.6317 | 2.1559
596 | 130.6536 | 0 | -130.6536 | 0 | 0 | 0 | 0.18858 | 0.2743 | 1 | 2.2576 | 1 | 1.8318 | 14.8639
597 | 130.6535 | 0 | -130.6535 | 0 | 0 | 0 | 0.18858 | 0.2743 | 1 | 2.2576 | 1 | 1.8318 | 14.8639
598 | 142.5685 | 0 | -142.5685 | 0 | 0 | 0 | 0.20578 | 0.29932 | 1 | 1.5214 | 1 | 1.1501 | 12.9608
599 | -2.6303 | 0 | 2.6303 | 0 | 0 | 0 | 0.0037965 | 0.023009 | 1 | 1.5214 | 1 | 1.6317 | 1.4613
600 | 16.3125 | 0 | -16.3125 | 0 | 0 | 0 | 0.034247 | 0.1427 | 1 | -0.022393 | 1 | -0.48397 | 7.805
601 | 16.3125 | 0 | -16.3125 | 0 | 0 | 0 | 0.034247 | 0.1427 | 1 | -0.022393 | 1 | -0.48397 | 7.805
602 | 13.375 | 0 | -13.375 | 0 | 0 | 0 | 0.02808 | 0.117 | 1 | -0.022393 | 1 | -0.48397 | 7.4305
603 | 55 | 0 | -55 | 0 | 0 | 0 | 0.11547 | 0.24056 | 1 | -8.6345 | 1 | -9.711 | 22.9167
604 | -5.6843e-14 | 0 | 5.6843e-14 | 0 | 0 | 0 | 1.1934e-16 | 2.4863e-16 | 1 | -8.6345 | 1 | -8.6345 | 2.3685e-14
605 | 0 | 0 | 0 | 0 | 0 | 0 | 0 | 0 | 1 | -8.2062 | 1 | -8.2062 | 0
606 | 0 | 0 | 0 | 0 | 0 | 0 | 0 | 0 | 1 | -8.2062 | 1 | -8.2062 | 0
607 | 174.8733 | 0 | -174.8733 | 0 | 0 | 0 | 0.25241 | 0.36714 | 1 | -8.2 | 1 | -8.6345 | 15.1668
608 | 166.3615 | 0 | -166.3615 | 0 | 0 | 0 | 0.24012 | 0.34927 | 1 | -8.202 | 1 | -8.6345 | 15.0963
609 | 0.028152 | 0 | -0.028152 | 0 | 0 | 0 | 5.9104e-05 | 0.00049253 | 1 | -0.095829 | 1 | -0.098748 | 0.025362
610 | 28.1753 | 0 | -28.1753 | 0 | 0 | 0 | 0.059153 | 0.49294 | 1 | -0.095829 | 1 | -2.9759 | 20.8706
611 | -0.028152 | 0 | 0.028152 | 0 | 0 | 0 | 5.9104e-05 | 0.00049253 | 1 | -0.10167 | 1 | -0.098748 | 0.025362
612 | 35.8247 | 0 | -35.8247 | 0 | 0 | 0 | 0.075212 | 0.62677 | 1 | -0.10167 | 1 | -2.9759 | 20.8283
613 | -2.3238 | 0 | 2.3238 | 0 | 0 | 0 | 0.0048788 | 0.020328 | 1 | 15.2658 | 1 | 15.4238 | 1.6718
614 | -1.6762 | 0 | 1.6762 | 0 | 0 | 0 | 0.003519 | 0.014663 | 1 | 15.2658 | 1 | 15.4238 | 1.6596
615 | 23.3212 | 0 | -23.3212 | 0 | 0 | 0 | 0.048962 | 0.102 | 1 | -13.5162 | 1 | -13.9521 | 8.8005
616 | 11.6788 | 0 | -11.6788 | 0 | 0 | 0 | 0.024519 | 0.051082 | 1 | -13.7338 | 1 | -13.9521 | 4.4071
617 | 5.0841 | 0 | -5.0841 | 0 | 0 | 0 | 0.010674 | 0.022237 | 1 | -13.5159 | 1 | -13.6075 | 1.9185
618 | -5.0841 | 0 | 5.0841 | 0 | 0 | 0 | 0.010674 | 0.022237 | 1 | -13.7305 | 1 | -13.6075 | 2.5677
619 | 21.1609 | 0 | -21.1609 | 0 | 0 | 0 | 0.044426 | 0.092555 | 1 | -0.044684 | 1 | -0.72659 | 14.1073
620 | 29.1779 | 0 | -29.1779 | 0 | 0 | 0 | 0.042115 | 0.061258 | 1 | 0.041846 | 1 | -0.044684 | 3.0205
621 | 26.8221 | 0 | -26.8221 | 0 | 0 | 0 | 0.038714 | 0.056312 | 1 | 0.041846 | 1 | -0.044684 | 3.0205
622 | 2.8422e-14 | 0 | -2.8422e-14 | 0 | 0 | 0 | 5.967e-17 | 4.9725e-16 | 1 | -14.1588 | 1 | -14.1588 | 2.4501e-14
623 | 2.8422e-14 | 0 | -2.8422e-14 | 0 | 0 | 0 | 5.967e-17 | 4.9725e-16 | 1 | -14.1588 | 1 | -14.1588 | 2.4715e-14
624 | 0 | 0 | 0 | 0 | 0 | 0 | 0 | 0 | 1 | 18.4599 | 1 | 18.4599 | 0
625 | 0 | 0 | 0 | 0 | 0 | 0 | 0 | 0 | 1 | 18.4599 | 1 | 18.4599 | 0
626 | 271.0048 | 0 | -271.0048 | 0 | 0 | 0 | 0.56896 | 14.2241 | 1 | 18.4599 | 1 | -104.9774 | 615.9199
627 | 270.9952 | 0 | -270.9952 | 0 | 0 | 0 | 0.56894 | 14.2236 | 1 | 18.4556 | 1 | -104.9774 | 615.8983
628 | -2.8422e-14 | 0 | 2.8422e-14 | 0 | 0 | 0 | 5.967e-17 | 4.9725e-16 | 1 | -14.1208 | 1 | -14.1208 | 2.7068e-14
629 | -2.8422e-14 | 0 | 2.8422e-14 | 0 | 0 | 0 | 5.967e-17 | 4.9725e-16 | 1 | -14.1208 | 1 | -14.1208 | 2.7068e-14
630 | 0 | 0 | 0 | 0 | 0 | 0 | 0 | 0 | 1 | -14.2815 | 1 | -14.2815 | 0
631 | 0 | 0 | 0 | 0 | 0 | 0 | 0 | 0 | 1 | -14.2815 | 1 | -14.2815 | 0
632 | 0 | 0 | 0 | 0 | 0 | 0 | 0 | 0 | 1 | -13.9259 | 1 | -13.9259 | 0
633 | 0 | 0 | 0 | 0 | 0 | 0 | 0 | 0 | 1 | -13.9259 | 1 | -13.9259 | 0
634 | 164.952 | 0 | -164.952 | 0 | 0 | 0 | 0.34631 | 0.72148 | 1 | -13.9259 | 1 | -16.3631 | 52.8692
635 | 139.0461 | 0 | -139.0461 | 0 | 0 | 0 | 0.29192 | 0.60817 | 1 | -13.9259 | 1 | -16.3631 | 52.8692
636 | 0.0019142 | 0 | -0.0019142 | 0 | 0 | 0 | 4.0187e-06 | 8.3723e-06 | 1 | -13.9259 | 1 | -13.926 | 0.00072782
637 | 0 | 0 | 0 | 0 | 0 | 0 | 0 | 0 | 1 | -11.3441 | 1 | -11.3441 | 0
638 | 0 | 0 | 0 | 0 | 0 | 0 | 0 | 0 | 1 | -11.3441 | 1 | -11.3441 | 0
639 | 0 | 0 | 0 | 0 | 0 | 0 | 0 | 0 | 1 | -11.3441 | 1 | -11.3441 | 0
640 | 0 | 0 | 0 | 0 | 0 | 0 | 0 | 0 | 1 | -11.3441 | 1 | -11.3441 | 0
641 | 25.5049 | 0 | -25.5049 | 0 | 0 | 0 | 0.036813 | 0.11155 | 1 | 3.816 | 1 | 3.3952 | 9.3083
642 | 25.7304 | 0 | -25.7304 | 0 | 0 | 0 | 0.037139 | 0.11254 | 1 | 3.816 | 1 | 3.3952 | 9.2555
643 | 24.3828 | 0 | -24.3828 | 0 | 0 | 0 | 0.035194 | 0.10665 | 1 | 3.816 | 1 | 3.3952 | 8.8665
644 | 24.9452 | 0 | -24.9452 | 0 | 0 | 0 | 0.036005 | 0.10911 | 1 | 3.816 | 1 | 3.3952 | 9.071
645 | 25.4367 | 0 | -25.4367 | 0 | 0 | 0 | 0.036715 | 0.11126 | 1 | 3.816 | 1 | 3.3952 | 9.2835
646 | 11.8659 | 0 | -11.8659 | 0 | 0 | 0 | 0.024912 | 0.0519 | 1 | -9.0851 | 1 | -9.2964 | 4.2683
647 | 11.8659 | 0 | -11.8659 | 0 | 0 | 0 | 0.024912 | 0.0519 | 1 | -9.0851 | 1 | -9.2964 | 4.2683
648 | 11.2683 | 0 | -11.2683 | 0 | 0 | 0 | 0.023657 | 0.049286 | 1 | -9.0851 | 1 | -9.2964 | 4.2683
649 | 0 | 0 | 0 | 0 | 0 | 0 | 0 | 0 | 1 | -2.1348 | 1 | -2.1348 | 0
650 | -1.4211e-14 | 0 | 1.4211e-14 | 0 | 0 | 0 | 2.9835e-17 | 6.2156e-17 | 1 | -2.1724 | 1 | -2.1724 | 6.8651e-15
651 | 20.9637 | 0 | -20.9637 | 0 | 0 | 0 | 0.044012 | 0.091692 | 1 | -10.7061 | 1 | -11.058 | 7.5139
652 | 35.6403 | 0 | -35.6403 | 0 | 0 | 0 | 0.074825 | 0.15589 | 1 | -10.7061 | 1 | -12.4958 | 28.0632
653 | 35.3597 | 0 | -35.3597 | 0 | 0 | 0 | 0.074236 | 0.15466 | 1 | -10.7061 | 1 | -12.4958 | 28.0632
654 | -12.0352 | 0 | 12.0352 | 0 | 0 | 0 | 0.025267 | 0.05264 | 1 | -11.2766 | 1 | -11.058 | 4.5245
655 | -8.9284 | 0 | 8.9284 | 0 | 0 | 0 | 0.018745 | 0.039052 | 1 | -11.2766 | 1 | -11.058 | 4.724
656 | 29.7433 | 0 | -29.7433 | 0 | 0 | 0 | 0.062445 | 0.26019 | 1 | 17.8282 | 1 | 16.7892 | 16.524
657 | 14.7031 | 0 | -14.7031 | 0 | 0 | 0 | 0.030868 | 0.12862 | 1 | 17.8282 | 1 | 16.7892 | 10.9724
658 | 13.7768 | 0 | -13.7768 | 0 | 0 | 0 | 0.028924 | 0.12052 | 1 | 17.8282 | 1 | 16.7892 | 10.8479
659 | 13.7768 | 0 | -13.7768 | 0 | 0 | 0 | 0.028924 | 0.12052 | 1 | 17.8282 | 1 | 16.7892 | 10.8479
660 | 602 | 0 | -602 | 0 | 0 | 0 | 0.86891 | 2.6331 | 1 | -0.16661 | 1 | -11.5293 | 228.8973
661 | 0 | 0 | 0 | 0 | 0 | 0 | 0 | 0 | 1 | -0.16661 | 1 | -0.16661 | 0
662 | 4.4949 | 0 | -4.4949 | 0 | 0 | 0 | 0.0064878 | 0.01966 | 1 | -11.7645 | 1 | -11.842 | 1.7091
663 | 0 | 0 | 0 | 0 | 0 | 0 | 0 | 0 | 1 | -11.7645 | 1 | -11.7645 | 0
664 | 0 | 0 | 0 | 0 | 0 | 0 | 0 | 0 | 1 | -11.7645 | 1 | -11.7645 | 0
665 | 233.6425 | 0 | -233.6425 | 0 | 0 | 0 | 0.33723 | 0.33723 | 1 | -11.7645 | 1 | -12.0991 | 11.6821
666 | 186.8896 | 0 | -186.8896 | 0 | 0 | 0 | 0.26975 | 0.26975 | 1 | -11.7645 | 1 | -12.0322 | 9.3445
667 | 21 | 0 | -21 | 0 | 0 | 0 | 0.044089 | 0.091851 | 1 | -0.57752 | 1 | -0.92664 | 7.5269
668 | 21 | 0 | -21 | 0 | 0 | 0 | 0.044089 | 0.091851 | 1 | -0.57752 | 1 | -0.92664 | 7.5269
669 | 21 | 0 | -21 | 0 | 0 | 0 | 0.044089 | 0.091851 | 1 | -0.57752 | 1 | -0.92664 | 7.5269
670 | -109.9062 | 0 | 109.9062 | 0 | 0 | 0 | 0.23074 | 0.23074 | 1 | -13.8417 | 1 | -13.4219 | 14.6542
671 | 0 | 0 | 0 | 0 | 0 | 0 | 0 | 0 | 1 | -13.8417 | 1 | -13.8417 | 0
672 | 0 | 0 | 0 | 0 | 0 | 0 | 0 | 0 | 1 | -13.8417 | 1 | -13.8417 | 0
673 | -2.8322 | 0 | 2.8322 | 0 | 0 | 0 | 0.005946 | 0.04955 | 1 | -13.8417 | 1 | -13.5313 | 2.8322
674 | -95.0834 | 0 | 95.0834 | 0 | 0 | 0 | 0.19962 | 0.19962 | 1 | -13.659 | 1 | -13.2958 | 12.6778
675 | -1.1678 | 0 | 1.1678 | 0 | 0 | 0 | 0.0024518 | 0.020432 | 1 | -13.659 | 1 | -13.5313 | 1.1678
676 | 247.7589 | 0 | -247.7589 | 0 | 0 | 0 | 0.35761 | 0.52016 | 1 | -12.8579 | 1 | -13.659 | 27.9638
677 | 23 | 0 | -23 | 0 | 0 | 0 | 0.048287 | 0.4024 | 1 | -2.3544 | 1 | -5.3583 | 20.1754
678 | 23 | 0 | -23 | 0 | 0 | 0 | 0.048287 | 0.4024 | 1 | -2.3544 | 1 | -5.3583 | 20.1754
679 | 0.034494 | 0 | -0.034494 | 0 | 0 | 0 | 7.2419e-05 | 0.00015087 | 1 | -10.1184 | 1 | -10.1191 | 0.014372
680 | -0.034494 | 0 | 0.034494 | 0 | 0 | 0 | 7.2419e-05 | 0.00015087 | 1 | -10.1196 | 1 | -10.1191 | 0.011653
681 | -5.6843e-14 | 0 | 5.6843e-14 | 0 | 0 | 0 | 8.2046e-17 | 2.4863e-16 | 1 | -6.4318 | 1 | -6.4318 | 2.0975e-14
682 | -5.6843e-14 | 0 | 5.6843e-14 | 0 | 0 | 0 | 8.2046e-17 | 2.4863e-16 | 1 | -6.4318 | 1 | -6.4318 | 2.1131e-14
683 | -5.6843e-14 | 0 | 5.6843e-14 | 0 | 0 | 0 | 8.2046e-17 | 2.4863e-16 | 1 | -6.4318 | 1 | -6.4318 | 2.0447e-14
684 | 0 | 0 | 0 | 0 | 0 | 0 | 0 | 0 | 1 | -6.4318 | 1 | -6.4318 | 0
685 | 0 | 0 | 0 | 0 | 0 | 0 | 0 | 0 | 1 | -6.4318 | 1 | -6.4318 | 0
686 | 0 | 0 | 0 | 0 | 0 | 0 | 0 | 0 | 1 | -6.4318 | 1 | -6.4318 | 0
687 | -1.1369e-13 | 0 | 1.1369e-13 | 0 | 0 | 0 | 2.3868e-16 | 9.945e-16 | 1 | 14.4615 | 1 | 14.4615 | 5.4921e-14
688 | -1.1369e-13 | 0 | 1.1369e-13 | 0 | 0 | 0 | 2.3868e-16 | 9.945e-16 | 1 | 14.4615 | 1 | 14.4615 | 5.4921e-14
689 | 1.1369e-13 | 0 | -1.1369e-13 | 0 | 0 | 0 | 2.3868e-16 | 9.945e-16 | 1 | 14.4615 | 1 | 14.4615 | 5.7418e-14
690 | 1.1369e-13 | 0 | -1.1369e-13 | 0 | 0 | 0 | 2.3868e-16 | 9.945e-16 | 1 | 14.4615 | 1 | 14.4615 | 5.5188e-14
691 | 2.6933 | 0 | -2.6933 | 0 | 0 | 0 | 0.0038875 | 0.01178 | 1 | -12.1856 | 1 | -12.2355 | 1.1222
692 | 2.6533 | 0 | -2.6533 | 0 | 0 | 0 | 0.0038297 | 0.011605 | 1 | -12.1856 | 1 | -12.2355 | 1.1056
693 | 2.6533 | 0 | -2.6533 | 0 | 0 | 0 | 0.0038297 | 0.011605 | 1 | -12.1856 | 1 | -12.2355 | 1.1056
694 | 2.6933 | 0 | -2.6933 | 0 | 0 | 0 | 0.0038875 | 0.01178 | 1 | -12.1856 | 1 | -12.2355 | 1.1222
695 | 2.6533 | 0 | -2.6533 | 0 | 0 | 0 | 0.0038297 | 0.011605 | 1 | -12.1856 | 1 | -12.2355 | 1.1056
696 | 152.8147 | 0 | -152.8147 | 0 | 0 | 0 | 0.22057 | 0.32083 | 1 | -12.1856 | 1 | -12.6465 | 16.0858
697 | 1.1369e-13 | 0 | -1.1369e-13 | 0 | 0 | 0 | 2.3868e-16 | 4.9725e-16 | 1 | -12.3388 | 1 | -12.3388 | 4.737e-14
698 | 1.1369e-13 | 0 | -1.1369e-13 | 0 | 0 | 0 | 2.3868e-16 | 4.9725e-16 | 1 | -12.3388 | 1 | -12.3388 | 4.4236e-14
699 | 1.1369e-13 | 0 | -1.1369e-13 | 0 | 0 | 0 | 2.3868e-16 | 4.9725e-16 | 1 | -12.3388 | 1 | -12.3388 | 4.737e-14
700 | 1.1369e-13 | 0 | -1.1369e-13 | 0 | 0 | 0 | 2.3868e-16 | 4.9725e-16 | 1 | -12.3388 | 1 | -12.3388 | 4.737e-14
701 | 29.9914 | 0 | -29.9914 | 0 | 0 | 0 | 0.062966 | 0.062966 | 1 | -12.3388 | 1 | -12.4533 | 3.9989
702 | 23.7454 | 0 | -23.7454 | 0 | 0 | 0 | 0.049852 | 0.20772 | 1 | -12.3388 | 1 | -13.3085 | 11.8136
703 | 23.6273 | 0 | -23.6273 | 0 | 0 | 0 | 0.049604 | 0.20669 | 1 | -12.3388 | 1 | -13.3085 | 11.8136
704 | 23.6273 | 0 | -23.6273 | 0 | 0 | 0 | 0.049604 | 0.20669 | 1 | -12.3388 | 1 | -13.3085 | 11.8136
705 | 50.5227 | 0 | -50.5227 | 0 | 0 | 0 | 0.072923 | 0.10607 | 1 | -12.1863 | 1 | -12.3388 | 5.3238
706 | 50.4687 | 0 | -50.4687 | 0 | 0 | 0 | 0.072845 | 0.10596 | 1 | -12.1864 | 1 | -12.3388 | 5.3181
707 | 0 | 0 | 0 | 0 | 0 | 0 | 0 | 0 | 1 | 0.26842 | 1 | 0.26842 | 0
708 | 0 | 0 | 0 | 0 | 0 | 0 | 0 | 0 | 1 | 0.26842 | 1 | 0.26842 | 0
709 | 0 | 0 | 0 | 0 | 0 | 0 | 0 | 0 | 1 | 0.26842 | 1 | 0.26842 | 0
710 | 0 | 0 | 0 | 0 | 0 | 0 | 0 | 0 | 1 | 0.26842 | 1 | 0.26842 | 0
711 | 10.374 | 0 | -10.374 | 0 | 0 | 0 | 0.02178 | 0.045375 | 1 | 0.26842 | 1 | 0.022915 | 5.2131
712 | 10.374 | 0 | -10.374 | 0 | 0 | 0 | 0.02178 | 0.045375 | 1 | 0.26842 | 1 | 0.022915 | 5.2131
713 | 10.2519 | 0 | -10.2519 | 0 | 0 | 0 | 0.021523 | 0.044841 | 1 | 0.26842 | 1 | 0.022915 | 5.204
714 | 0.40124 | 0 | -0.40124 | 0 | 0 | 0 | 0.00057914 | 0.0070199 | 1 | -10.9626 | 1 | -11.0344 | 0.40124
715 | -0.40124 | 0 | 0.40124 | 0 | 0 | 0 | 0.00057914 | 0.0070199 | 1 | -11.1062 | 1 | -11.0344 | 0.40124
716 | 1.1277 | 0 | -1.1277 | 0 | 0 | 0 | 0.0023676 | 0.0049325 | 1 | -11.8566 | 1 | -11.8753 | 0.40276
717 | 50.9895 | 0 | -50.9895 | 0 | 0 | 0 | 0.10705 | 0.22302 | 1 | -11.8566 | 1 | -12.8453 | 20.3958
718 | 47.0105 | 0 | -47.0105 | 0 | 0 | 0 | 0.098697 | 0.20562 | 1 | -11.8972 | 1 | -12.8453 | 19.5877
719 | 140.3306 | 0 | -140.3306 | 0 | 0 | 0 | 0.20255 | 0.29462 | 1 | -11.3206 | 1 | -11.8566 | 18.7107
720 | 178.3255 | 0 | -178.3255 | 0 | 0 | 0 | 0.25739 | 0.37439 | 1 | -11.3206 | 1 | -11.8972 | 20.127
721 | 138.8635 | 0 | -138.8635 | 0 | 0 | 0 | 0.20043 | 0.29154 | 1 | -11.3858 | 1 | -11.8566 | 16.4335
722 | 191.7841 | 0 | -191.7841 | 0 | 0 | 0 | 0.27682 | 0.40264 | 1 | -11.3858 | 1 | -12.036 | 22.6963
723 | 18.9018 | 0 | -18.9018 | 0 | 0 | 0 | 0.027282 | 0.082674 | 1 | 1.5472 | 1 | 1.2221 | 6.8485
724 | 18.9018 | 0 | -18.9018 | 0 | 0 | 0 | 0.027282 | 0.082674 | 1 | 1.5472 | 1 | 1.2221 | 6.8485
725 | 18.1964 | 0 | -18.1964 | 0 | 0 | 0 | 0.026264 | 0.079589 | 1 | 1.5472 | 1 | 1.2221 | 6.7645
726 | 13.3339 | 0 | -13.3339 | 0 | 0 | 0 | 0.019246 | 0.05832 | 1 | -3.9054 | 1 | -4.1256 | 4.8842
727 | 12.6661 | 0 | -12.6661 | 0 | 0 | 0 | 0.018282 | 0.0554 | 1 | -3.9054 | 1 | -4.1256 | 4.6396
728 | 12.6661 | 0 | -12.6661 | 0 | 0 | 0 | 0.018282 | 0.0554 | 1 | -3.9054 | 1 | -4.1256 | 4.6396
729 | 13.3339 | 0 | -13.3339 | 0 | 0 | 0 | 0.019246 | 0.05832 | 1 | -3.9054 | 1 | -4.1256 | 4.8842
730 | 97.9884 | 0 | -97.9884 | 0 | 0 | 0 | 0.20572 | 0.42859 | 1 | -12.6281 | 1 | -14.5912 | 40.8285
731 | 116.5989 | 0 | -116.5989 | 0 | 0 | 0 | 0.1683 | 0.24479 | 1 | 0.22952 | 1 | -0.074143 | 10.5999
732 | 0 | 0 | 0 | 0 | 0 | 0 | 0 | 0 | 1 | -9.3958 | 1 | -9.3958 | 0
733 | 10.3834 | 0 | -10.3834 | 0 | 0 | 0 | 0.014987 | 0.045416 | 1 | -12.1146 | 1 | -12.2911 | 3.735
734 | 103.9505 | 0 | -103.9505 | 0 | 0 | 0 | 0.15004 | 0.21824 | 1 | -10.9135 | 1 | -11.1842 | 9.45
735 | 143.5 | 0 | -143.5 | 0 | 0 | 0 | 0.30127 | 2.5106 | 1 | -12.4134 | 1 | -29.3125 | 119.5833
736 | 143.5 | 0 | -143.5 | 0 | 0 | 0 | 0.30127 | 2.5106 | 1 | -12.4134 | 1 | -29.3125 | 119.5833
737 | -62.9862 | 0 | 62.9862 | 0 | 0 | 0 | 0.090913 | 0.27549 | 1 | -2.3083 | 1 | -1.0758 | 26.2443
738 | 84.9862 | 0 | -84.9862 | 0 | 0 | 0 | 0.12267 | 0.37172 | 1 | 0.53721 | 1 | -1.0758 | 35.4109
739 | 5.6843e-14 | 0 | -5.6843e-14 | 0 | 0 | 0 | 1.1934e-16 | 2.4863e-16 | 1 | -9.3746 | 1 | -9.3746 | 2.1779e-14
740 | -8.9972 | 0 | 8.9972 | 0 | 0 | 0 | 0.012986 | 0.039353 | 1 | -9.0835 | 1 | -8.9082 | 3.7489
741 | -9.0028 | 0 | 9.0028 | 0 | 0 | 0 | 0.012994 | 0.039377 | 1 | -9.0835 | 1 | -8.9082 | 3.7511
742 | 34.8391 | 0 | -34.8391 | 0 | 0 | 0 | 0.073143 | 0.15238 | 1 | -0.044684 | 1 | -0.72659 | 14.5163
743 | 4.5051 | 0 | -4.5051 | 0 | 0 | 0 | 0.0065026 | 0.019705 | 1 | -11.7645 | 1 | -11.842 | 1.7065
744 | -1.1277 | 0 | 1.1277 | 0 | 0 | 0 | 0.0023676 | 0.0049325 | 1 | -11.8972 | 1 | -11.8753 | 0.46988
745 | 0 | 0 | 0 | 0 | 0 | 0 | 0 | 0 | 1 | -9.3958 | 1 | -9.3958 | 0
746 | 10.3834 | 0 | -10.3834 | 0 | 0 | 0 | 0.014987 | 0.045416 | 1 | -12.1146 | 1 | -12.2911 | 3.735
747 | -5.6843e-14 | 0 | 5.6843e-14 | 0 | 0 | 0 | 1.1934e-16 | 2.4863e-16 | 1 | -8.8379 | 1 | -8.8379 | 2.3685e-14
748 | 0 | 0 | 0 | 0 | 0 | 0 | 0 | 0 | 1 | -10.8048 | 1 | -10.8048 | 0
749 | 2.6533 | 0 | -2.6533 | 0 | 0 | 0 | 0.0038297 | 0.011605 | 1 | -12.1856 | 1 | -12.2355 | 1.1056
750 | 152.8147 | 0 | -152.8147 | 0 | 0 | 0 | 0.22057 | 0.32083 | 1 | -12.1856 | 1 | -12.6465 | 16.0858
751 | 0 | 0 | 0 | 0 | 0 | 0 | 0 | 0 | 1 | -11.9915 | 1 | -11.9915 | 0
752 | 0 | 0 | 0 | 0 | 0 | 0 | 0 | 0 | 1 | -11.9915 | 1 | -11.9915 | 0
753 | 0 | 0 | 0 | 0 | 0 | 0 | 0 | 0 | 1 | -12.1146 | 1 | -12.1146 | 0
754 | -5.6843e-14 | 0 | 5.6843e-14 | 0 | 0 | 0 | 8.2046e-17 | 2.4863e-16 | 1 | 6.5137 | 1 | 6.5137 | 2.3685e-14
755 | -5.6843e-14 | 0 | 5.6843e-14 | 0 | 0 | 0 | 8.2046e-17 | 2.4863e-16 | 1 | 6.5137 | 1 | 6.5137 | 2.3685e-14
756 | -5.6843e-14 | 0 | 5.6843e-14 | 0 | 0 | 0 | 8.2046e-17 | 2.4863e-16 | 1 | 6.5137 | 1 | 6.5137 | 2.3685e-14
757 | -5.6843e-14 | 0 | 5.6843e-14 | 0 | 0 | 0 | 8.2046e-17 | 2.4863e-16 | 1 | 6.5137 | 1 | 6.5137 | 2.3685e-14
758 | -5.6843e-14 | 0 | 5.6843e-14 | 0 | 0 | 0 | 8.2046e-17 | 2.4863e-16 | 1 | 6.5137 | 1 | 6.5137 | 2.3685e-14
759 | -5.6843e-14 | 0 | 5.6843e-14 | 0 | 0 | 0 | 8.2046e-17 | 2.4863e-16 | 1 | 6.5137 | 1 | 6.5137 | 2.3685e-14
760 | 0 | 0 | 0 | 0 | 0 | 0 | 0 | 0 | 1 | 6.5137 | 1 | 6.5137 | 0
761 | 0 | 0 | 0 | 0 | 0 | 0 | 0 | 0 | 1 | 6.5137 | 1 | 6.5137 | 0
762 | 0 | 0 | 0 | 0 | 0 | 0 | 0 | 0 | 1 | -11.1108 | 1 | -11.1108 | 0
763 | -300.4275 | 0 | 300.4275 | 0 | 0 | 0 | 0.43363 | 0.63073 | 1 | -11.8932 | 1 | -11.1108 | 27.3116
764 | 56.244 | 0 | -56.244 | 0 | 0 | 0 | 0.081181 | 0.246 | 1 | -12.0392 | 1 | -13.0199 | 21.4672
765 | 56.2347 | 0 | -56.2347 | 0 | 0 | 0 | 0.081168 | 0.24596 | 1 | -12.0394 | 1 | -13.0199 | 21.4636
766 | 58.184 | 0 | -58.184 | 0 | 0 | 0 | 0.083981 | 0.50898 | 1 | -11.9553 | 1 | -13.4101 | 20.9295
767 | 58.184 | 0 | -58.184 | 0 | 0 | 0 | 0.083981 | 0.50898 | 1 | -11.9553 | 1 | -13.4101 | 20.9295
768 | -4.5475e-13 | 0 | 4.5475e-13 | 0 | 0 | 0 | 6.5637e-16 | 1.989e-15 | 1 | 6.5137 | 1 | 6.5137 | 4.1341e-14
769 | 609.6242 | 0 | -609.6242 | 0 | 0 | 0 | 0.87992 | 1.2799 | 1 | 19.6233 | 1 | 17.8769 | 60.9624
770 | -42.1906 | 0 | 42.1906 | 0 | 0 | 0 | 0.060897 | 0.088577 | 1 | 3.0705 | 1 | 3.1914 | 4.2191
771 | -206.9566 | 0 | 206.9566 | 0 | 0 | 0 | 0.29872 | 0.4345 | 1 | 3.0705 | 1 | 3.6095 | 18.8142
772 | -206.9566 | 0 | 206.9566 | 0 | 0 | 0 | 0.29872 | 0.4345 | 1 | 3.0705 | 1 | 3.6095 | 18.8142
773 | -204.9075 | 0 | 204.9075 | 0 | 0 | 0 | 0.29576 | 0.43019 | 1 | 3.0705 | 1 | 3.6042 | 18.628
774 | -204.9075 | 0 | 204.9075 | 0 | 0 | 0 | 0.29576 | 0.43019 | 1 | 3.0705 | 1 | 3.6042 | 18.628
775 | 0 | 0 | 0 | 0 | 0 | 0 | 0 | 0 | 1 | -1.9077 | 1 | -1.9077 | 0
776 | 0 | 0 | 0 | 0 | 0 | 0 | 0 | 0 | 1 | -1.9077 | 1 | -1.9077 | 0
777 | 67.2567 | 0 | -67.2567 | 0 | 0 | 0 | 0.097077 | 0.29417 | 1 | 4.1695 | 1 | 3.0333 | 24.1931
778 | -67.2567 | 0 | 67.2567 | 0 | 0 | 0 | 0.097077 | 0.29417 | 1 | 1.8971 | 1 | 3.0333 | 24.1931
779 | -9.0949e-13 | 0 | 9.0949e-13 | 0 | 0 | 0 | 1.3127e-15 | 1.9094e-15 | 1 | -12.0393 | 1 | -12.0393 | 8.0061e-14
780 | -9.0949e-13 | 0 | 9.0949e-13 | 0 | 0 | 0 | 1.3127e-15 | 1.9094e-15 | 1 | -12.0393 | 1 | -12.0393 | 8.0061e-14
781 | 418.1376 | 0 | -418.1376 | 0 | 0 | 0 | 0.60353 | 0.87786 | 1 | 8.7987 | 1 | 7.7097 | 38.0125
782 | 418.1376 | 0 | -418.1376 | 0 | 0 | 0 | 0.60353 | 0.87786 | 1 | 8.7987 | 1 | 7.7097 | 38.0125
783 | 284.1222 | 0 | -284.1222 | 0 | 0 | 0 | 0.4101 | 0.5965 | 1 | 8.4497 | 1 | 7.7097 | 25.8293
784 | 284.1222 | 0 | -284.1222 | 0 | 0 | 0 | 0.4101 | 0.5965 | 1 | 8.4497 | 1 | 7.7097 | 25.8293

## res_impedance
| p_from_mw | q_from_mvar | p_to_mw | q_to_mvar | pl_mw | ql_mvar | i_from_ka | i_to_ka
0 | 0 | 0 | 0 | 0 | 0 | 0 | 0 | 0
1 | -0.086991 | 0 | 0.086991 | 0 | 0 | 0 | 0.00012556 | 0.00012556
2 | -2.1836 | 0 | 2.1836 | 0 | 0 | 0 | 0.0031518 | 0.0031518
3 | 0 | 0 | 0 | 0 | 0 | 0 | 0 | 0
4 | 0 | 0 | 0 | 0 | 0 | 0 | 0 | 0
5 | 0 | 0 | 0 | 0 | 0 | 0 | 0 | 0
6 | 0 | 0 | 0 | 0 | 0 | 0 | 0 | 0
7 | 0 | 0 | 0 | 0 | 0 | 0 | 0 | 0
8 | 0 | 0 | 0 | 0 | 0 | 0 | 0 | 0
9 | 0 | 0 | 0 | 0 | 0 | 0 | 0 | 0
10 | -495.949 | 0 | 495.949 | 0 | 0 | 0 | 0.71584 | 0.71584
11 | 0 | 0 | 0 | 0 | 0 | 0 | 0 | 0
12 | 0 | 0 | 0 | 0 | 0 | 0 | 0 | 0
13 | 0 | 0 | 0 | 0 | 0 | 0 | 0 | 0
14 | -0.12649 | 0 | 0.12649 | 0 | 0 | 0 | 0.00026557 | 0.00026557
15 | 0 | 0 | 0 | 0 | 0 | 0 | 0 | 0
16 | 0 | 0 | 0 | 0 | 0 | 0 | 0 | 0
17 | 0 | 0 | 0 | 0 | 0 | 0 | 0 | 0
18 | -2.3283e-10 | 0 | 2.3283e-10 | 0 | 0 | 0 | 3.3606e-13 | 3.3606e-13
19 | 663.3048 | 0 | -663.3048 | 0 | 0 | 0 | 0.9574 | 0.9574
20 | 664.2387 | 0 | -664.2387 | 0 | 0 | 0 | 0.95875 | 0.95875
21 | 137.5726 | 0 | -137.5726 | 0 | 0 | 0 | 0.28883 | 0.28883
22 | 287.8844 | 0 | -287.8844 | 0 | 0 | 0 | 0.6044 | 0.6044
23 | -737.2532 | 0 | 737.2532 | 0 | 0 | 0 | 1.0641 | 1.0641
24 | 0 | 0 | 0 | 0 | 0 | 0 | 0 | 0
25 | 249.0317 | 0 | -249.0317 | 0 | 0 | 0 | 0.52283 | 0.52283
26 | -249.0317 | 0 | 249.0317 | 0 | 0 | 0 | 0.52283 | 0.52283
27 | 23.3212 | 0 | -23.3212 | 0 | 0 | 0 | 0.048962 | 0.048962
28 | -23.3212 | 0 | 23.3212 | 0 | 0 | 0 | 0.048962 | 0.048962
29 | -0.0019142 | 0 | 0.0019142 | 0 | 0 | 0 | 8.3723e-06 | 8.3723e-06
30 | 0.33807 | 0 | -0.33807 | 0 | 0 | 0 | 0.00048796 | 0.00048796
31 | -0.069884 | 0 | 0.069884 | 0 | 0 | 0 | 0.00010087 | 0.00010087
32 | -0.069884 | 0 | 0.069884 | 0 | 0 | 0 | 0.00010087 | 0.00010087
33 | 0 | 0 | 0 | 0 | 0 | 0 | 0 | 0
34 | 0 | 0 | 0 | 0 | 0 | 0 | 0 | 0
35 | 0 | 0 | 0 | 0 | 0 | 0 | 0 | 0
36 | 0 | 0 | 0 | 0 | 0 | 0 | 0 | 0
37 | -682.9617 | 0 | 682.9617 | 0 | 0 | 0 | 0.98577 | 0.98577
38 | 0 | 0 | 0 | 0 | 0 | 0 | 0 | 0
39 | 0 | 0 | 0 | 0 | 0 | 0 | 0 | 0
40 | 570.5995 | 0 | -570.5995 | 0 | 0 | 0 | 0.82359 | 0.82359
41 | 570.5995 | 0 | -570.5995 | 0 | 0 | 0 | 0.82359 | 0.82359

## res_ext_grid
| p_mw | q_mvar
0 | -314.8064

## res_load
| p_mw | q_mvar
0 | 220
1 | 377
2 | 82
3 | 7
4 | -21
5 | 19
6 | 80
7 | 15
8 | 259
9 | 150
10 | 42
11 | 9
12 | 82
13 | 310
14 | 728
15 | 16
16 | 33
17 | 96
18 | 8
19 | 50
20 | 412
21 | 62
22 | 60
23 | 42
24 | 35
25 | -6
26 | 75
27 | 49
28 | 111
29 | 152
30 | 17
31 | 248
32 | 144
33 | 0
34 | 0
35 | 1
36 | 0
37 | 0
38 | 128
39 | 291
40 | 196
41 | 196
42 | 8
43 | 174
44 | 27
45 | 272
46 | 108
47 | 131
48 | 107
49 | 4
50 | 0
51 | 69
52 | 31
53 | 519
54 | 33
55 | 87
56 | 107
57 | 305
58 | 50
59 | 233
60 | 107
61 | 87
62 | 10
63 | -10
64 | 155
65 | 56
66 | 10
67 | -10
68 | 37
69 | 224
70 | 80
71 | 308
72 | 31
73 | 18
74 | 123
75 | 21
76 | 15
77 | 62
78 | 111
79 | 21
80 | 353
81 | 19
82 | 33
83 | 39
84 | 24
85 | 31
86 | 182
87 | 19
88 | 0
89 | 0
90 | 3
91 | 3
92 | 0
93 | 191
94 | 17
95 | 45
96 | 37
97 | 50
98 | 99
99 | 60
100 | 39
101 | 22
102 | 22
103 | 30
104 | 196
105 | 4
106 | 891
107 | 22
108 | 0
109 | 10
110 | 268
111 | 19
112 | 23
113 | 16
114 | 50
115 | 24
116 | 168
117 | 22
118 | 46
119 | 592
120 | 443
121 | 375
122 | 22
123 | 439
124 | 226
125 | 30
126 | 76
127 | 80
128 | 103
129 | 315
130 | 21
131 | 0
132 | 428
133 | 349
134 | 19
135 | 32
136 | 285
137 | 80
138 | 32
139 | 133
140 | 33
141 | 230
142 | 180
143 | 150
144 | 90
145 | 336
146 | 24
147 | 10
148 | 109
149 | 40
150 | 256
151 | 376
152 | 40
153 | 3
154 | 111
155 | 615
156 | 2
157 | 258
158 | 30
159 | 453
160 | 30
161 | 118
162 | 548
163 | 19
164 | 4
165 | -6
166 | 46
167 | 33
168 | 21
169 | 0
170 | -18
171 | 3
172 | 139
173 | 96
174 | 2
175 | 46
176 | 346
177 | 29
178 | 540
179 | 120
180 | 29
181 | 3
182 | 392
183 | 517
184 | 63
185 | 438
186 | 32
187 | 18
188 | 80
189 | -152
190 | 49
191 | 16
192 | 10
193 | 589
194 | 0
195 | 46
196 | 33
197 | 22
198 | -20
199 | 84
200 | -4
201 | 35
202 | 56
203 | 542
204 | 27
205 | 82
206 | 304
207 | 40
208 | 15
209 | 111
210 | 35
211 | 109
212 | 95
213 | 49
214 | 22
215 | 72
216 | 602
217 | 9
218 | 63
219 | -4
220 | 46
221 | 80
222 | 308
223 | 0
224 | -14
225 | 16
226 | 41
227 | 41
228 | -11
229 | 31
230 | 534
231 | 782
232 | 98
233 | 56
234 | 52

## res_sgen
| p_mw | q_mvar
0 | 940.278
1 | 1106.2094
2 | 465.5298
3 | 921.8412
4 | 1832.6203
5 | 1290.5777
6 | 1014.0253
7 | 68.2162
8 | 151.9194
9 | 523.9745
10 | 0
11 | 174.6889
12 | 327.5302
13 | 982.4984
14 | 192.1117
15 | 0
16 | 0
17 | 192.1117
18 | 192.1117
19 | 174.6889
20 | 246.6847
21 | 313.9791
22 | 174.6889
23 | 0
24 | 112.649
25 | 137.5387
26 | 654.9682
27 | 436.6762
28 | 480.2793
29 | 375.5581
30 | 43.6953
31 | 523.9745
32 | 375.5581
33 | 296.9251
34 | 174.6889
35 | 115.6911
36 | 0
37 | 436.6762
38 | 275.0774
39 | 523.9745
40 | 523.9745
41 | 39.7314
42 | 130.9936
43 | 65.5429
44 | 8.7575
45 | 57.6151
46 | 0
47 | 523.9745
48 | 518.72
49 | 174.6889
50 | 144.0838
51 | 144.0838
52 | 79.4627
53 | 401.7384
54 | 174.6889
55 | 576.4273
56 | 0
57 | 359.7946
58 | 250.6486
59 | 0.46092
60 | 0
61 | 0
62 | 166.7611
63 | 218.292
64 | 0
65 | 0
66 | 130.9936
67 | 0
68 | 785.9618
69 | 250.6486
70 | 229.7228
71 | 0
72 | 27.9318
73 | 79.4627
74 | 0
75 | 43.6031
76 | 0
77 | 0
78 | 0
79 | 0
80 | 0
81 | 0
82 | 0
83 | 0
84 | 0
85 | 0
86 | 0
87 | 0
88 | 0
89 | 0
90 | 0
91 | 0
92 | 0
93 | 0
94 | 0
95 | 0
96 | 0
97 | 0
98 | 0
99 | 0
100 | 0
101 | 0
102 | 0
103 | 0
104 | 0
105 | 0
106 | 0
107 | 0
108 | 0
109 | 0
110 | 0
111 | 0
112 | 0
113 | 0
114 | 0
115 | 0
116 | 0
117 | 0
118 | 0
119 | 0
120 | 0
121 | 0
122 | 0
123 | 0
124 | 0
125 | 0
126 | 0
127 | 0
128 | 0
129 | 0
130 | 0
131 | 0
132 | 0
133 | 0
134 | 0
135 | 0
136 | 0
137 | 0
138 | 0
139 | 0
140 | 0
141 | 0
142 | 0
143 | 0
144 | 0
145 | 0
146 | 0
147 | 0
148 | 0
149 | 0
150 | 0
151 | 0
152 | 0
153 | 0
154 | 0
155 | 0
156 | 0
157 | 0
158 | 0
159 | 0
160 | 0
161 | 0
162 | 0
163 | 0
164 | 0
165 | 0
166 | 0
167 | 0
168 | 0
169 | 0
170 | 0
171 | 0
172 | 0
173 | 0
174 | 0
175 | 0
176 | 0
177 | 0
178 | 0
179 | 0
180 | 0
181 | 0
182 | 0
183 | 0
184 | 0
185 | 0
186 | 0
187 | 0
188 | 0
189 | 0
190 | 0
191 | 0
192 | 0
193 | 0
194 | 0
195 | 0
196 | 0
197 | 0
198 | 0
199 | 0
200 | 0
201 | 0
202 | 0
203 | 0
204 | 0
205 | 0
206 | 0
207 | 0
208 | 0
209 | 0
210 | 0
211 | 0
212 | 0
213 | 0
214 | 0
215 | 0
216 | 0
217 | 0
218 | 0
219 | 0
220 | 0
221 | 0
222 | 0
223 | 0
224 | 0
225 | 0
226 | 0
227 | 0
228 | 0
229 | 0
230 | 0
231 | 0
232 | 0
233 | 0
234 | 0
235 | 0
236 | 0
237 | 0
238 | 0
239 | 0
240 | 0
241 | 0
242 | 0
243 | 0
244 | 0
245 | 0
246 | 0
247 | 0
248 | 0
249 | 0
250 | 0
251 | 0
252 | 0
253 | 0
254 | 0
255 | 0
256 | 0
257 | 0
258 | 0
259 | 0
260 | 0
261 | 0
262 | 0
263 | 0
264 | 0
265 | 0
266 | 0
267 | 0
268 | 0
269 | 0
270 | 0
271 | 0
272 | 0
273 | 0
274 | 0
275 | 0
276 | 0
277 | 0
278 | 0
279 | 0
280 | 0
281 | 0
282 | 0
283 | 0
284 | 0
285 | 0
286 | 0
287 | 0
288 | 0
289 | 0
290 | 0
291 | 0
292 | 0
293 | 0
294 | 0
295 | 0
296 | 0
297 | 0
298 | 0
299 | 0
300 | 0
301 | 0
302 | 0
303 | 0
304 | 0
305 | 0
306 | 0
307 | 0
308 | 0
309 | 0
310 | 0
311 | 0
312 | 0
313 | 0
314 | 0
315 | 0
316 | 0
317 | 0
318 | 0
319 | 0
320 | 0
321 | 0
322 | 0
323 | 0
324 | 0
325 | 0
326 | 0
327 | 0
328 | 0
329 | 0
330 | 0
331 | 0
332 | 0
333 | 0
334 | 0
335 | 0
336 | 0
337 | 0
338 | 0
339 | 0
340 | 0
341 | 0
342 | 0
343 | 0
344 | 0
345 | 0
346 | 0
347 | 0
348 | 0
349 | 0
350 | 0
351 | 0
352 | 0
353 | 0
354 | 0
355 | 0
356 | 0
357 | 0
358 | 0
359 | 0
360 | 0
361 | 0
362 | 0
363 | 0
364 | 0
365 | 0
366 | 0
367 | 0
368 | 0
369 | 0
370 | 0
371 | 0
372 | 0
373 | 0
374 | 0
375 | 0
376 | 0
377 | 0
378 | 0
379 | 0
380 | 0
381 | 0
382 | 0
383 | 0
384 | 0
385 | 0
386 | 0
387 | 0
388 | 0
389 | 0
390 | 0
391 | 0
392 | 0
393 | 0
394 | 0
395 | 0
396 | 0
397 | 0
398 | 0
399 | 0
400 | 0
401 | 0
402 | 0
403 | 0
404 | 0
405 | 0
406 | 0
407 | 0
408 | 0
409 | 0
410 | 0
411 | 0
412 | 0
413 | 0
414 | 0
415 | 0
416 | 0
417 | 0
418 | 0
419 | 0
420 | 0
421 | 0
422 | 0
423 | 0
424 | 0
425 | 0
426 | 0
427 | 0
428 | 0
429 | 0
430 | 0
431 | 0
432 | 0
433 | 0
434 | 0
435 | 0
436 | 0
437 | 0
438 | 0
439 | 0
440 | 0
441 | 0
442 | 0
443 | 0
444 | 0
445 | 0
446 | 0
447 | 0
448 | 0
449 | 0
450 | 0
451 | 0
452 | 0
453 | 0
454 | 0
455 | 0
456 | 0
457 | 0
458 | 0
459 | 0
460 | 0
461 | 0
462 | 0
463 | 0
464 | 0
465 | 0
466 | 0
467 | 0
468 | 0
469 | 0
470 | 0
471 | 0
472 | 0
473 | 0
474 | 0
475 | 0
476 | 0
477 | 0
478 | 0
479 | 0
480 | 0
481 | 0
482 | 0
483 | 0
484 | 0
485 | 0
486 | 0
487 | 0
488 | 0
489 | 0
490 | 0
491 | 0
492 | 0
493 | 0
494 | 0
495 | 0
496 | 0
497 | 0
498 | 0
499 | 0
500 | 0
501 | 0
502 | 0
503 | 0
504 | 0
505 | 0
506 | 0
507 | 1692.5005
508 | 1692.5005
509 | 495.9506
510 | 495.9506
511 | 631.4612
512 | 631.4612

## dtypes
| element | column | dtype
0 | bus | name | object
1 | bus | vn_kv | float64
2 | bus | type | object
3 | bus | zone | object
4 | bus | in_service | bool
5 | bus | min_vm_pu | float64
6 | bus | max_vm_pu | float64
7 | load | name | object
8 | load | bus | uint32
9 | load | p_mw | float64
10 | load | q_mvar | float64
11 | load | const_z_percent | float64
12 | load | const_i_percent | float64
13 | load | sn_mva | float64
14 | load | scaling | float64
15 | load | in_service | bool
16 | load | type | object
17 | sgen | name | object
18 | sgen | bus | int64
19 | sgen | p_mw | float64
20 | sgen | q_mvar | float64
21 | sgen | sn_mva | float64
22 | sgen | scaling | float64
23 | sgen | in_service | bool
24 | sgen | type | object
25 | sgen | current_source | bool
26 | sgen | max_p_mw | float64
27 | ext_grid | name | object
28 | ext_grid | bus | uint32
29 | ext_grid | vm_pu | float64
30 | ext_grid | va_degree | float64
31 | ext_grid | slack_weight | float64
32 | ext_grid | in_service | bool
33 | line | name | object
34 | line | std_type | object
35 | line | from_bus | uint32
36 | line | to_bus | uint32
37 | line | length_km | float64
38 | line | r_ohm_per_km | float64
39 | line | x_ohm_per_km | float64
40 | line | c_nf_per_km | float64
41 | line | g_us_per_km | float64
42 | line | max_i_ka | float64
43 | line | df | float64
44 | line | parallel | uint32
45 | line | type | object
46 | line | in_service | bool
47 | trafo | name | object
48 | trafo | std_type | object
49 | trafo | hv_bus | uint32
50 | trafo | lv_bus | uint32
51 | trafo | sn_mva | float64
52 | trafo | vn_hv_kv | float64
53 | trafo | vn_lv_kv | float64
54 | trafo | vk_percent | float64
55 | trafo | vkr_percent | float64
56 | trafo | pfe_kw | float64
57 | trafo | i0_percent | float64
58 | trafo | shift_degree | float64
59 | trafo | tap_side | object
60 | trafo | tap_neutral | float64
61 | trafo | tap_min | float64
62 | trafo | tap_max | float64
63 | trafo | tap_step_percent | float64
64 | trafo | tap_step_degree | float64
65 | trafo | tap_pos | float64
66 | trafo | tap_phase_shifter | bool
67 | trafo | parallel | uint32
68 | trafo | df | float64
69 | trafo | in_service | bool
70 | impedance | name | object
71 | impedance | from_bus | uint32
72 | impedance | to_bus | uint32
73 | impedance | rft_pu | float64
74 | impedance | xft_pu | float64
75 | impedance | rtf_pu | float64
76 | impedance | xtf_pu | float64
77 | impedance | sn_mva | float64
78 | impedance | in_service | bool
79 | res_bus | vm_pu | float64
80 | res_bus | va_degree | float64
81 | res_bus | p_mw | float64
82 | res_bus | q_mvar | float64
83 | res_line | p_from_mw | float64
84 | res_line | q_from_mvar | float64
85 | res_line | p_to_mw | float64
86 | res_line | q_to_mvar | float64
87 | res_line | pl_mw | float64
88 | res_line | ql_mvar | float64
89 | res_line | i_from_ka | float64
90 | res_line | i_to_ka | float64
91 | res_line | i_ka | float64
92 | res_line | vm_from_pu | float64
93 | res_line | va_from_degree | float64
94 | res_line | vm_to_pu | float64
95 | res_line | va_to_degree | float64
96 | res_line | loading_percent | float64
97 | res_trafo | p_hv_mw | float64
98 | res_trafo | q_hv_mvar | float64
99 | res_trafo | p_lv_mw | float64
100 | res_trafo | q_lv_mvar | float64
101 | res_trafo | pl_mw | float64
102 | res_trafo | ql_mvar | float64
103 | res_trafo | i_hv_ka | float64
104 | res_trafo | i_lv_ka | float64
105 | res_trafo | vm_hv_pu | float64
106 | res_trafo | va_hv_degree | float64
107 | res_trafo | vm_lv_pu | float64
108 | res_trafo | va_lv_degree | float64
109 | res_trafo | loading_percent | float64
110 | res_impedance | p_from_mw | float64
111 | res_impedance | q_from_mvar | float64
112 | res_impedance | p_to_mw | float64
113 | res_impedance | q_to_mvar | float64
114 | res_impedance | pl_mw | float64
115 | res_impedance | ql_mvar | float64
116 | res_impedance | i_from_ka | float64
117 | res_impedance | i_to_ka | float64
118 | res_ext_grid | p_mw | float64
119 | res_ext_grid | q_mvar | float64
120 | res_load | p_mw | float64
121 | res_load | q_mvar | float64
122 | res_sgen | p_mw | float64
123 | res_sgen | q_mvar | float64

## parameters
| version | format_version | converged | OPF_converged | name | f_hz | sn_mva
0 | 2.13.1 | 2.12.0 | TRUE | FALSE |  | 50 | 1