## bus
| name | vn_kv | type | zone | in_service | min_vm_pu | max_vm_pu
0 | LAND42 | 400 | b |  | TRUE | 0.95 | 1.05
1 | BRIM4D | 400 | b |  | TRUE | 0.95 | 1.05
2 | WHSO4A | 400 | b |  | TRUE | 0.95 | 1.05
3 | NECT41 | 400 | b |  | TRUE | 0.95 | 1.05
4 | FLEE41 | 400 | b |  | TRUE | 0.95 | 1.05
5 | YORK4B | 400 | b |  | TRUE | 0.95 | 1.05
6 | HARG41 | 400 | b |  | TRUE | 0.95 | 1.05
7 | BRFO42 | 400 | b |  | TRUE | 0.95 | 1.05
8 | STEW41 | 400 | b |  | TRUE | 0.95 | 1.05
9 | OSBA42 | 400 | b |  | TRUE | 0.95 | 1.05
10 | GRIW41 | 400 | b |  | TRUE | 0.95 | 1.05
11 | SEAB4A | 400 | b |  | TRUE | 0.95 | 1.05
12 | MITY41 | 400 | b |  | TRUE | 0.95 | 1.05
13 | WHSO41 | 400 | b |  | TRUE | 0.95 | 1.05
14 | CONQ41 | 400 | b |  | TRUE | 0.95 | 1.05
15 | COSO41 | 400 | b |  | TRUE | 0.95 | 1.05
16 | CAPE4A | 400 | b |  | TRUE | 0.95 | 1.05
17 | DRAX42 | 400 | b |  | TRUE | 0.95 | 1.05
18 | LOVE41 | 400 | b |  | TRUE | 0.95 | 1.05
19 | CITR41 | 400 | b |  | TRUE | 0.95 | 1.05
20 | BUST4A | 400 | b |  | TRUE | 0.95 | 1.05
21 | WTHU4C | 400 | b |  | TRUE | 0.95 | 1.05
22 | STOB41 | 400 | b |  | TRUE | 0.95 | 1.05
23 | WEMA41 | 400 | b |  | TRUE | 0.95 | 1.05
24 | OBST4B | 400 | b |  | TRUE | 0.95 | 1.05
25 | AMEM4B | 400 | b |  | TRUE | 0.95 | 1.05
26 | SALH41 | 400 | b |  | TRUE | 0.95 | 1.05
27 | ALVE4B | 400 | b |  | TRUE | 0.95 | 1.05
28 | PENT41 | 400 | b |  | TRUE | 0.95 | 1.05
29 | NORM41 | 400 | b |  | TRUE | 0.95 | 1.05
30 | LEIS4A | 400 | b |  | TRUE | 0.95 | 1.05
31 | NECT4A | 400 | b |  | TRUE | 0.95 | 1.05
32 | MABL41 | 400 | b |  | TRUE | 0.95 | 1.05
33 | BUST4B | 400 | b |  | TRUE | 0.95 | 1.05
34 | BICF41 | 400 | b |  | TRUE | 0.95 | 1.05
35 | AMEM4A | 400 | b |  | TRUE | 0.95 | 1.05
36 | KEAD4D | 400 | b |  | TRUE | 0.95 | 1.05
37 | STSB4B | 400 | b |  | TRUE | 0.95 | 1.05
38 | CREB42 | 400 | b |  | TRUE | 0.95 | 1.05
39 | RATS41 | 400 | b |  | TRUE | 0.95 | 1.05
40 | NFLE41 | 400 | b |  | TRUE | 0.95 | 1.05
41 | TILB4B | 400 | b |  | TRUE | 0.95 | 1.05
42 | BENR41 | 400 | b |  | TRUE | 0.95 | 1.05
43 | RICH41 | 400 | b |  | TRUE | 0.95 | 1.05
44 | SAFO41 | 400 | b |  | TRUE | 0.95 | 1.05
45 | ROCK41 | 400 | b |  | TRUE | 0.95 | 1.05
46 | TREU4B | 400 | b |  | TRUE | 0.95 | 1.05
47 | EASO41 | 400 | b |  | TRUE | 0.95 | 1.05
48 | DUNG41 | 400 | b |  | TRUE | 0.95 | 1.05
49 | KENG41 | 400 | b |  | TRUE | 0.95 | 1.05
50 | WALP41 | 400 | b |  | TRUE | 0.95 | 1.05
51 | STAY41 | 400 | b |  | TRUE | 0.95 | 1.05
52 | WISD41 | 400 | b |  | TRUE | 0.95 | 1.05
53 | KEAD43 | 400 | b |  | TRUE | 0.95 | 1.05
54 | BLYT41 | 400 | b |  | TRUE | 0.95 | 1.05
55 | GART4B | 400 | b |  | TRUE | 0.95 | 1.05
56 | SUND42 | 400 | b |  | TRUE | 0.95 | 1.05
57 | PUDM41 | 400 | b |  | TRUE | 0.95 | 1.05
58 | LEIB4B | 400 | b |  | TRUE | 0.95 | 1.05
59 | BRFO41 | 400 | b |  | TRUE | 0.95 | 1.05
60 | FRIS4C | 400 | b |  | TRUE | 0.95 | 1.05
61 | LEIB4A | 400 | b |  | TRUE | 0.95 | 1.05
62 | MACC41 | 400 | b |  | TRUE | 0.95 | 1.05
63 | THTO43 | 400 | b |  | TRUE | 0.95 | 1.05
64 | PEWO4A | 400 | b |  | TRUE | 0.95 | 1.05
65 | SELL4D | 400 | b |  | TRUE | 0.95 | 1.05
66 | ROWD41 | 400 | b |  | TRUE | 0.95 | 1.05
67 | MAWO41 | 400 | b |  | TRUE | 0.95 | 1.05
68 | PENI4A | 400 | b |  | TRUE | 0.95 | 1.05
69 | QUER4B | 400 | b |  | TRUE | 0.95 | 1.05
70 | LOFI4B | 400 | b |  | TRUE | 0.95 | 1.05
71 | RYEH4B | 400 | b |  | TRUE | 0.95 | 1.05
72 | STAY4A | 400 | b |  | TRUE | 0.95 | 1.05
73 | STAL4A | 400 | b |  | TRUE | 0.95 | 1.05
74 | STSB4A | 400 | b |  | TRUE | 0.95 | 1.05
75 | NECT4B | 400 | b |  | TRUE | 0.95 | 1.05
76 | WYMO41 | 400 | b |  | TRUE | 0.95 | 1.05
77 | ROCH4A | 400 | b |  | TRUE | 0.95 | 1.05
78 | PENN4B | 400 | b |  | TRUE | 0.95 | 1.05
79 | WTHU4E | 400 | b |  | TRUE | 0.95 | 1.05
80 | SWAN4A | 400 | b |  | TRUE | 0.95 | 1.05
81 | MILL41 | 400 | b |  | TRUE | 0.95 | 1.05
82 | COTT41 | 400 | b |  | TRUE | 0.95 | 1.05
83 | EGGB41 | 400 | b |  | TRUE | 0.95 | 1.05
84 | SHBA41 | 400 | b |  | TRUE | 0.95 | 1.05
85 | RUGE41 | 400 | b |  | TRUE | 0.95 | 1.05
86 | MARH4B | 400 | b |  | TRUE | 0.95 | 1.05
87 | NEWX4A | 400 | b |  | TRUE | 0.95 | 1.05
88 | RAYL41 | 400 | b |  | TRUE | 0.95 | 1.05
89 | TAUN41 | 400 | b |  | TRUE | 0.95 | 1.05
90 | EASO4B | 400 | b |  | TRUE | 0.95 | 1.05
91 | HAKB4- | 400 | b |  | TRUE | 0.95 | 1.05
92 | WALH41 | 400 | b |  | TRUE | 0.95 | 1.05
93 | RYEH41 | 400 | b |  | TRUE | 0.95 | 1.05
94 | ENDE41 | 400 | b |  | TRUE | 0.95 | 1.05
95 | STAH4A | 400 | b |  | TRUE | 0.95 | 1.05
96 | KEAD44 | 400 | b |  | TRUE | 0.95 | 1.05
97 | LHOR4B | 400 | b |  | TRUE | 0.95 | 1.05
98 | PEWO41 | 400 | b |  | TRUE | 0.95 | 1.05
99 | MARH42 | 400 | b |  | TRUE | 0.95 | 1.05
100 | MIDL41 | 400 | b |  | TRUE | 0.95 | 1.05
101 | LACK41 | 400 | b |  | TRUE | 0.95 | 1.05
102 | KILL41 | 400 | b |  | TRUE | 0.95 | 1.05
103 | HARK41 | 400 | b |  | TRUE | 0.95 | 1.05
104 | EACS41 | 400 | b |  | TRUE | 0.95 | 1.05
105 | MONF41 | 400 | b |  | TRUE | 0.95 | 1.05
106 | WBUR41 | 400 | b |  | TRUE | 0.95 | 1.05
107 | PEWO4B | 400 | b |  | TRUE | 0.95 | 1.05
108 | SALH42 | 400 | b |  | TRUE | 0.95 | 1.05
109 | HUTT42 | 400 | b |  | TRUE | 0.95 | 1.05
110 | MILL42 | 400 | b |  | TRUE | 0.95 | 1.05
111 | WALX41 | 400 | b |  | TRUE | 0.95 | 1.05
112 | CARR42 | 400 | b |  | TRUE | 0.95 | 1.05
113 | WTHU4D | 400 | b |  | TRUE | 0.95 | 1.05
114 | MILL4A | 400 | b |  | TRUE | 0.95 | 1.05
115 | HAKB4B | 400 | b |  | TRUE | 0.95 | 1.05
116 | WBUR42 | 400 | b |  | TRUE | 0.95 | 1.05
117 | FERR4A | 400 | b |  | TRUE | 0.95 | 1.05
118 | CLEH41 | 400 | b |  | TRUE | 0.95 | 1.05
119 | ROWD42 | 400 | b |  | TRUE | 0.95 | 1.05
120 | ABHA4B | 400 | b |  | TRUE | 0.95 | 1.05
121 | IVER4A | 400 | b |  | TRUE | 0.95 | 1.05
122 | KEMS4A | 400 | b |  | TRUE | 0.95 | 1.05
123 | KEAD41 | 400 | b |  | TRUE | 0.95 | 1.05
124 | SING41 | 400 | b |  | TRUE | 0.95 | 1.05
125 | WTHU4B | 400 | b |  | TRUE | 0.95 | 1.05
126 | QUER4A | 400 | b |  | TRUE | 0.95 | 1.05
127 | STAH4B | 400 | b |  | TRUE | 0.95 | 1.05
128 | SHRE4B | 400 | b |  | TRUE | 0.95 | 1.05
129 | LOFI4A | 400 | b |  | TRUE | 0.95 | 1.05
130 | NURS4A | 400 | b |  | TRUE | 0.95 | 1.05
131 | MANN41 | 400 | b |  | TRUE | 0.95 | 1.05
132 | STWB4R | 400 | b |  | TRUE | 0.95 | 1.05
133 | KEMS4B | 400 | b |  | TRUE | 0.95 | 1.05
134 | SHRE4A | 400 | b |  | TRUE | 0.95 | 1.05
135 | ELST41 | 400 | b |  | TRUE | 0.95 | 1.05
136 | PENM4B | 400 | b |  | TRUE | 0.95 | 1.05
137 | NEEP4A | 400 | b |  | TRUE | 0.95 | 1.05
138 | LEGA4A | 400 | b |  | TRUE | 0.95 | 1.05
139 | ROWD4A | 400 | b |  | TRUE | 0.95 | 1.05
140 | SEAB41 | 400 | b |  | TRUE | 0.95 | 1.05
141 | EGGB42 | 400 | b |  | TRUE | 0.95 | 1.05
142 | HAMB4A | 400 | b |  | TRUE | 0.95 | 1.05
143 | SWAN42 | 400 | b |  | TRUE | 0.95 | 1.05
144 | WTHU4A | 400 | b |  | TRUE | 0.95 | 1.05
145 | FAWL41 | 400 | b |  | TRUE | 0.95 | 1.05
146 | DISS4B | 400 | b |  | TRUE | 0.95 | 1.05
147 | HACK41 | 400 | b |  | TRUE | 0.95 | 1.05
148 | BRAW4A | 400 | b |  | TRUE | 0.95 | 1.05
149 | DAMC41 | 400 | b |  | TRUE | 0.95 | 1.05
150 | DINO41 | 400 | b |  | TRUE | 0.95 | 1.05
151 | WIMB41 | 400 | b |  | TRUE | 0.95 | 1.05
152 | IMPP41 | 400 | b |  | TRUE | 0.95 | 1.05
153 | MEDB4A | 400 | b |  | TRUE | 0.95 | 1.05
154 | MONF4A | 400 | b |  | TRUE | 0.95 | 1.05
155 | FLIB41 | 400 | b |  | TRUE | 0.95 | 1.05
156 | FRIS4D | 400 | b |  | TRUE | 0.95 | 1.05
157 | GRAW41 | 400 | b |  | TRUE | 0.95 | 1.05
158 | WILE41 | 400 | b |  | TRUE | 0.95 | 1.05
159 | WHAM4B | 400 | b |  | TRUE | 0.95 | 1.05
160 | WALX4B | 400 | b |  | TRUE | 0.95 | 1.05
161 | WWEY4A | 400 | b |  | TRUE | 0.95 | 1.05
162 | TWIN4B | 400 | b |  | TRUE | 0.95 | 1.05
163 | FECK41 | 400 | b |  | TRUE | 0.95 | 1.05
164 | IVER4B | 400 | b |  | TRUE | 0.95 | 1.05
165 | BEDD4A | 400 | b |  | TRUE | 0.95 | 1.05
166 | HAMH41 | 400 | b |  | TRUE | 0.95 | 1.05
167 | CHIC41 | 400 | b |  | TRUE | 0.95 | 1.05
168 | CHTE41 | 400 | b |  | TRUE | 0.95 | 1.05
169 | TWIN4A | 400 | b |  | TRUE | 0.95 | 1.05
170 | HUMR41 | 400 | b |  | TRUE | 0.95 | 1.05
171 | COTT42 | 400 | b |  | TRUE | 0.95 | 1.05
172 | FRIN4B | 400 | b |  | TRUE | 0.95 | 1.05
173 | EXET41 | 400 | b |  | TRUE | 0.95 | 1.05
174 | BRWA4C | 400 | b |  | TRUE | 0.95 | 1.05
175 | HAWP4A | 400 | b |  | TRUE | 0.95 | 1.05
176 | KEAD42 | 400 | b |  | TRUE | 0.95 | 1.05
177 | WISD42 | 400 | b |  | TRUE | 0.95 | 1.05
178 | FENW4A | 400 | b |  | TRUE | 0.95 | 1.05
179 | PEMB41 | 400 | b |  | TRUE | 0.95 | 1.05
180 | DAIN41 | 400 | b |  | TRUE | 0.95 | 1.05
181 | BOTW41 | 400 | b |  | TRUE | 0.95 | 1.05
182 | SPEN42 | 400 | b |  | TRUE | 0.95 | 1.05
183 | SELL4B | 400 | b |  | TRUE | 0.95 | 1.05
184 | CILF41 | 400 | b |  | TRUE | 0.95 | 1.05
185 | BRLE41 | 400 | b |  | TRUE | 0.95 | 1.05
186 | CELL41 | 400 | b |  | TRUE | 0.95 | 1.05
187 | BOLN41 | 400 | b |  | TRUE | 0.95 | 1.05
188 | INDQ41 | 400 | b |  | TRUE | 0.95 | 1.05
189 | DISS4A | 400 | b |  | TRUE | 0.95 | 1.05
190 | SJOW41 | 400 | b |  | TRUE | 0.95 | 1.05
191 | CAPE4B | 400 | b |  | TRUE | 0.95 | 1.05
192 | EASO4A | 400 | b |  | TRUE | 0.95 | 1.05
193 | RYEH4A | 400 | b |  | TRUE | 0.95 | 1.05
194 | HIGM41 | 400 | b |  | TRUE | 0.95 | 1.05
195 | WTHU4F | 400 | b |  | TRUE | 0.95 | 1.05
196 | WALX4A | 400 | b |  | TRUE | 0.95 | 1.05
197 | ELST4A | 400 | b |  | TRUE | 0.95 | 1.05
198 | GRAW4A | 400 | b |  | TRUE | 0.95 | 1.05
199 | TILB42 | 400 | b |  | TRUE | 0.95 | 1.05
200 | BODE41 | 400 | b |  | TRUE | 0.95 | 1.05
201 | NURS41 | 400 | b |  | TRUE | 0.95 | 1.05
202 | RHIG41 | 400 | b |  | TRUE | 0.95 | 1.05
203 | WHAM41 | 400 | b |  | TRUE | 0.95 | 1.05
204 | RASS41 | 400 | b |  | TRUE | 0.95 | 1.05
205 | BRIN41 | 400 | b |  | TRUE | 0.95 | 1.05
206 | NORT41 | 400 | b |  | TRUE | 0.95 | 1.05
207 | MEDW41 | 400 | b |  | TRUE | 0.95 | 1.05
208 | DRAK41 | 400 | b |  | TRUE | 0.95 | 1.05
209 | FROD41 | 400 | b |  | TRUE | 0.95 | 1.05
210 | FRIS4A | 400 | b |  | TRUE | 0.95 | 1.05
211 | BRWA4B | 400 | b |  | TRUE | 0.95 | 1.05
212 | CHIL41 | 400 | b |  | TRUE | 0.95 | 1.05
213 | ROWD4B | 400 | b |  | TRUE | 0.95 | 1.05
214 | TAUN42 | 400 | b |  | TRUE | 0.95 | 1.05
215 | LEGA41 | 400 | b |  | TRUE | 0.95 | 1.05
216 | ELST4B | 400 | b |  | TRUE | 0.95 | 1.05
217 | BARK41 | 400 | b |  | TRUE | 0.95 | 1.05
218 | HUTT43 | 400 | b |  | TRUE | 0.95 | 1.05
219 | BRWA41 | 400 | b |  | TRUE | 0.95 | 1.05
220 | HIGM4A | 400 | b |  | TRUE | 0.95 | 1.05
221 | SWAN41 | 400 | b |  | TRUE | 0.95 | 1.05
222 | LITT41 | 400 | b |  | TRUE | 0.95 | 1.05
223 | DIDC41 | 400 | b |  | TRUE | 0.95 | 1.05
224 | NEWX4B | 400 | b |  | TRUE | 0.95 | 1.05
225 | LAND41 | 400 | b |  | TRUE | 0.95 | 1.05
226 | WHAM4A | 400 | b |  | TRUE | 0.95 | 1.05
227 | FOUX41 | 400 | b |  | TRUE | 0.95 | 1.05
228 | THTO42 | 400 | b |  | TRUE | 0.95 | 1.05
229 | IRON41 | 400 | b |  | TRUE | 0.95 | 1.05
230 | ALVE4A | 400 | b |  | TRUE | 0.95 | 1.05
231 | KEMS41 | 400 | b |  | TRUE | 0.95 | 1.05
232 | LHOR4A | 400 | b |  | TRUE | 0.95 | 1.05
233 | LEGA4B | 400 | b |  | TRUE | 0.95 | 1.05
234 | CHIC4A | 400 | b |  | TRUE | 0.95 | 1.05
235 | THTO44 | 400 | b |  | TRUE | 0.95 | 1.05
236 | AXMI41 | 400 | b |  | TRUE | 0.95 | 1.05
237 | CULJ4A | 400 | b |  | TRUE | 0.95 | 1.05
238 | PENN4A | 400 | b |  | TRUE | 0.95 | 1.05
239 | POAB41 | 400 | b |  | TRUE | 0.95 | 1.05
240 | KINO41 | 400 | b |  | TRUE | 0.95 | 1.05
241 | RYHA4B | 400 | b |  | TRUE | 0.95 | 1.05
242 | THOM41 | 400 | b |  | TRUE | 0.95 | 1.05
243 | OLDB4A | 400 | b |  | TRUE | 0.95 | 1.05
244 | TREU4A | 400 | b |  | TRUE | 0.95 | 1.05
245 | KEAR41 | 400 | b |  | TRUE | 0.95 | 1.05
246 | TILB43 | 400 | b |  | TRUE | 0.95 | 1.05
247 | CHUE4B | 400 | b |  | TRUE | 0.95 | 1.05
248 | OSBA41 | 400 | b |  | TRUE | 0.95 | 1.05
249 | MARH4A | 400 | b |  | TRUE | 0.95 | 1.05
250 | SELL4C | 400 | b |  | TRUE | 0.95 | 1.05
251 | BRAI4A | 400 | b |  | TRUE | 0.95 | 1.05
252 | NEWX41 | 400 | b |  | TRUE | 0.95 | 1.05
253 | MARH41 | 400 | b |  | TRUE | 0.95 | 1.05
254 | HIBU41 | 400 | b |  | TRUE | 0.95 | 1.05
255 | FOUX4A | 400 | b |  | TRUE | 0.95 | 1.05
256 | PAFB4A | 400 | b |  | TRUE | 0.95 | 1.05
257 | THOM42 | 400 | b |  | TRUE | 0.95 | 1.05
258 | HUTT41 | 400 | b |  | TRUE | 0.95 | 1.05
259 | CARR4B | 400 | b |  | TRUE | 0.95 | 1.05
260 | SELL4F | 400 | b |  | TRUE | 0.95 | 1.05
261 | BRAI4B | 400 | b |  | TRUE | 0.95 | 1.05
262 | TILB4A | 400 | b |  | TRUE | 0.95 | 1.05
263 | CHUE4A | 400 | b |  | TRUE | 0.95 | 1.05
264 | RYEH43 | 400 | b |  | TRUE | 0.95 | 1.05
265 | STAL4B | 400 | b |  | TRUE | 0.95 | 1.05
266 | HAMB4B | 400 | b |  | TRUE | 0.95 | 1.05
267 | CARR4A | 400 | b |  | TRUE | 0.95 | 1.05
268 | SELL4A | 400 | b |  | TRUE | 0.95 | 1.05
269 | RYHA4A | 400 | b |  | TRUE | 0.95 | 1.05
270 | FRIS4B | 400 | b |  | TRUE | 0.95 | 1.05
271 | CANT41 | 400 | b |  | TRUE | 0.95 | 1.05
272 | ECLA41 | 400 | b |  | TRUE | 0.95 | 1.05
273 | ABHA4A | 400 | b |  | TRUE | 0.95 | 1.05
274 | HAWP41 | 400 | b |  | TRUE | 0.95 | 1.05
275 | PAFB4B | 400 | b |  | TRUE | 0.95 | 1.05
276 | BURW41 | 400 | b |  | TRUE | 0.95 | 1.05
277 | NINF41 | 400 | b |  | TRUE | 0.95 | 1.05
278 | MELK41 | 400 | b |  | TRUE | 0.95 | 1.05
279 | SWAN4B | 400 | b |  | TRUE | 0.95 | 1.05
280 | YORK4A | 400 | b |  | TRUE | 0.95 | 1.05
281 | STWB4Q | 400 | b |  | TRUE | 0.95 | 1.05
282 | RYEH42 | 400 | b |  | TRUE | 0.95 | 1.05
283 | COWL41 | 400 | b |  | TRUE | 0.95 | 1.05
284 | CARR41 | 400 | b |  | TRUE | 0.95 | 1.05
285 | GREN41 | 400 | b |  | TRUE | 0.95 | 1.05
286 | FRIN4A | 400 | b |  | TRUE | 0.95 | 1.05
287 | BRWA4D | 400 | b |  | TRUE | 0.95 | 1.05
288 | PADI41 | 400 | b |  | TRUE | 0.95 | 1.05
289 | PELH4A | 400 | b |  | TRUE | 0.95 | 1.05
290 | WYLF41 | 400 | b |  | TRUE | 0.95 | 1.05
291 | TWIN4A | 400 | b |  | TRUE | 0.95 | 1.05
292 | GRAW42 | 400 | b |  | TRUE | 0.95 | 1.05
293 | BRWA4A | 400 | b |  | TRUE | 0.95 | 1.05
294 | PELH41 | 400 | b |  | TRUE | 0.95 | 1.05
295 | HINP41 | 400 | b |  | TRUE | 0.95 | 1.05
296 | TRAW41 | 400 | b |  | TRUE | 0.95 | 1.05
297 | PENM4A | 400 | b |  | TRUE | 0.95 | 1.05
298 | MONF42 | 400 | b |  | TRUE | 0.95 | 1.05
299 | GRAI41 | 400 | b |  | TRUE | 0.95 | 1.05
300 | MILL4B | 400 | b |  | TRUE | 0.95 | 1.05
301 | KEAD4C | 400 | b |  | TRUE | 0.95 | 1.05
302 | FRIS41 | 400 | b |  | TRUE | 0.95 | 1.05
303 | THTO41 | 400 | b |  | TRUE | 0.95 | 1.05
304 | SIZE41 | 400 | b |  | TRUE | 0.95 | 1.05
305 | SUND41 | 400 | b |  | TRUE | 0.95 | 1.05
306 | SELL4E | 400 | b |  | TRUE | 0.95 | 1.05
307 | DRAX41 | 400 | b |  | TRUE | 0.95 | 1.05
308 | SHUR41 | 400 | b |  | TRUE | 0.95 | 1.05
309 | OBST4A | 400 | b |  | TRUE | 0.95 | 1.05
310 | SPEN41 | 400 | b |  | TRUE | 0.95 | 1.05
311 | TILB41 | 400 | b |  | TRUE | 0.95 | 1.05
312 | WWEY4B | 400 | b |  | TRUE | 0.95 | 1.05
313 | LAGA41 | 400 | b |  | TRUE | 0.95 | 1.05
314 | MEDB4B | 400 | b |  | TRUE | 0.95 | 1.05
315 | BEDD4B | 400 | b |  | TRUE | 0.95 | 1.05
316 | BULL41 | 400 | b |  | TRUE | 0.95 | 1.05
317 | CREB41 | 400 | b |  | TRUE | 0.95 | 1.05
318 | PELH4B | 400 | b |  | TRUE | 0.95 | 1.05
319 | TILB44 | 400 | b |  | TRUE | 0.95 | 1.05
320 | WEMA4A | 400 | b |  | TRUE | 0.95 | 1.05
321 | GRAW4B | 400 | b |  | TRUE | 0.95 | 1.05
322 | SPLN41 | 400 | b |  | TRUE | 0.95 | 1.05
323 | HEYS41 | 400 | b |  | TRUE | 0.95 | 1.05
324 | GART4A | 400 | b |  | TRUE | 0.95 | 1.05
325 | BRIM4C | 400 | b |  | TRUE | 0.95 | 1.05
326 | FIDF21 | 275 | b |  | TRUE | 0.95 | 1.05
327 | NORL2A | 275 | b |  | TRUE | 0.95 | 1.05
328 | TEMP21 | 275 | b |  | TRUE | 0.95 | 1.05
329 | OLDB2A | 275 | b |  | TRUE | 0.95 | 1.05
330 | NORL2B | 275 | b |  | TRUE | 0.95 | 1.05
331 | WILT2B | 275 | b |  | TRUE | 0.95 | 1.05
332 | WHSO2B | 275 | b |  | TRUE | 0.95 | 1.05
333 | NORT21 | 275 | b |  | TRUE | 0.95 | 1.05
334 | HACK21 | 275 | b |  | TRUE | 0.95 | 1.05
335 | BRIM2B | 275 | b |  | TRUE | 0.95 | 1.05
336 | BIRK21 | 275 | b |  | TRUE | 0.95 | 1.05
337 | TADT2B | 275 | b |  | TRUE | 0.95 | 1.05
338 | MELK2A | 275 | b |  | TRUE | 0.95 | 1.05
339 | PEWO2A | 275 | b |  | TRUE | 0.95 | 1.05
340 | WILT2C | 275 | b |  | TRUE | 0.95 | 1.05
341 | SSHI21 | 275 | b |  | TRUE | 0.95 | 1.05
342 | FFES22 | 275 | b |  | TRUE | 0.95 | 1.05
343 | LITT2A | 275 | b |  | TRUE | 0.95 | 1.05
344 | BRAW21 | 275 | b |  | TRUE | 0.95 | 1.05
345 | PEWO2C | 275 | b |  | TRUE | 0.95 | 1.05
346 | MILH2B | 275 | b |  | TRUE | 0.95 | 1.05
347 | NEWX21 | 275 | b |  | TRUE | 0.95 | 1.05
348 | KIRK2A | 275 | b |  | TRUE | 0.95 | 1.05
349 | BLYT23 | 275 | b |  | TRUE | 0.95 | 1.05
350 | HACK2B | 275 | b |  | TRUE | 0.95 | 1.05
351 | IVER21 | 275 | b |  | TRUE | 0.95 | 1.05
352 | IROA21 | 275 | b |  | TRUE | 0.95 | 1.05
353 | BRWA2A | 275 | b |  | TRUE | 0.95 | 1.05
354 | STAL21 | 275 | b |  | TRUE | 0.95 | 1.05
355 | THUR2A | 275 | b |  | TRUE | 0.95 | 1.05
356 | IVER22 | 275 | b |  | TRUE | 0.95 | 1.05
357 | WBOL21 | 275 | b |  | TRUE | 0.95 | 1.05
358 | BEDD23 | 275 | b |  | TRUE | 0.95 | 1.05
359 | OVER21 | 275 | b |  | TRUE | 0.95 | 1.05
360 | CILF2A | 275 | b |  | TRUE | 0.95 | 1.05
361 | LACK2C | 275 | b |  | TRUE | 0.95 | 1.05
362 | TRAW21 | 275 | b |  | TRUE | 0.95 | 1.05
363 | CREB22 | 275 | b |  | TRUE | 0.95 | 1.05
364 | HAWP2A | 275 | b |  | TRUE | 0.95 | 1.05
365 | WISD2A | 275 | b |  | TRUE | 0.95 | 1.05
366 | TOTT22 | 275 | b |  | TRUE | 0.95 | 1.05
367 | TINP22 | 275 | b |  | TRUE | 0.95 | 1.05
368 | WHSO21 | 275 | b |  | TRUE | 0.95 | 1.05
369 | WILT2D | 275 | b |  | TRUE | 0.95 | 1.05
370 | OFFE21 | 275 | b |  | TRUE | 0.95 | 1.05
371 | KIRK21 | 275 | b |  | TRUE | 0.95 | 1.05
372 | WALX22 | 275 | b |  | TRUE | 0.95 | 1.05
373 | CILF2B | 275 | b |  | TRUE | 0.95 | 1.05
374 | BRED21 | 275 | b |  | TRUE | 0.95 | 1.05
375 | WWEY2A | 275 | b |  | TRUE | 0.95 | 1.05
376 | HARK21 | 275 | b |  | TRUE | 0.95 | 1.05
377 | TILB21 | 275 | b |  | TRUE | 0.95 | 1.05
378 | WIMB2A | 275 | b |  | TRUE | 0.95 | 1.05
379 | CARE21 | 275 | b |  | TRUE | 0.95 | 1.05
380 | PENN21 | 275 | b |  | TRUE | 0.95 | 1.05
381 | POPP21 | 275 | b |  | TRUE | 0.95 | 1.05
382 | WWEY22 | 275 | b |  | TRUE | 0.95 | 1.05
383 | UPPB21 | 275 | b |  | TRUE | 0.95 | 1.05
384 | REBR22 | 275 | b |  | TRUE | 0.95 | 1.05
385 | TOTT2A | 275 | b |  | TRUE | 0.95 | 1.05
386 | WHSO22 | 275 | b |  | TRUE | 0.95 | 1.05
387 | KEAR21 | 275 | b |  | TRUE | 0.95 | 1.05
388 | BISW21 | 275 | b |  | TRUE | 0.95 | 1.05
389 | SHEC21 | 275 | b |  | TRUE | 0.95 | 1.05
390 | FROD22 | 275 | b |  | TRUE | 0.95 | 1.05
391 | WIMB21 | 275 | b |  | TRUE | 0.95 | 1.05
392 | FERR22 | 275 | b |  | TRUE | 0.95 | 1.05
393 | FERR23 | 275 | b |  | TRUE | 0.95 | 1.05
394 | SSHI22 | 275 | b |  | TRUE | 0.95 | 1.05
395 | SMAN21 | 275 | b |  | TRUE | 0.95 | 1.05
396 | HARM21 | 275 | b |  | TRUE | 0.95 | 1.05
397 | BLYT22 | 275 | b |  | TRUE | 0.95 | 1.05
398 | TODP21 | 275 | b |  | TRUE | 0.95 | 1.05
399 | CREB2B | 275 | b |  | TRUE | 0.95 | 1.05
400 | BRIN22 | 275 | b |  | TRUE | 0.95 | 1.05
401 | PYLE21 | 275 | b |  | TRUE | 0.95 | 1.05
402 | MILH2A | 275 | b |  | TRUE | 0.95 | 1.05
403 | WATS22 | 275 | b |  | TRUE | 0.95 | 1.05
404 | WALX2B | 275 | b |  | TRUE | 0.95 | 1.05
405 | CAPE21 | 275 | b |  | TRUE | 0.95 | 1.05
406 | TREM21 | 275 | b |  | TRUE | 0.95 | 1.05
407 | WARL21 | 275 | b |  | TRUE | 0.95 | 1.05
408 | KITW21 | 275 | b |  | TRUE | 0.95 | 1.05
409 | BRIM2D | 275 | b |  | TRUE | 0.95 | 1.05
410 | HURS21 | 275 | b |  | TRUE | 0.95 | 1.05
411 | NHYD2B | 275 | b |  | TRUE | 0.95 | 1.05
412 | COVE21 | 275 | b |  | TRUE | 0.95 | 1.05
413 | CREB21 | 275 | b |  | TRUE | 0.95 | 1.05
414 | HACK2A | 275 | b |  | TRUE | 0.95 | 1.05
415 | IVER2A | 275 | b |  | TRUE | 0.95 | 1.05
416 | UPPB22 | 275 | b |  | TRUE | 0.95 | 1.05
417 | HACK22 | 275 | b |  | TRUE | 0.95 | 1.05
418 | SALH21 | 275 | b |  | TRUE | 0.95 | 1.05
419 | KNAR21 | 275 | b |  | TRUE | 0.95 | 1.05
420 | NEEP21 | 275 | b |  | TRUE | 0.95 | 1.05
421 | OLDB21 | 275 | b |  | TRUE | 0.95 | 1.05
422 | STEW21 | 275 | b |  | TRUE | 0.95 | 1.05
423 | KIBY21 | 275 | b |  | TRUE | 0.95 | 1.05
424 | BEDD22 | 275 | b |  | TRUE | 0.95 | 1.05
425 | THUR21 | 275 | b |  | TRUE | 0.95 | 1.05
426 | WISD21 | 275 | b |  | TRUE | 0.95 | 1.05
427 | WMEL21 | 275 | b |  | TRUE | 0.95 | 1.05
428 | EALI21 | 275 | b |  | TRUE | 0.95 | 1.05
429 | USKM2A | 275 | b |  | TRUE | 0.95 | 1.05
430 | SAES21 | 275 | b |  | TRUE | 0.95 | 1.05
431 | RAIN21 | 275 | b |  | TRUE | 0.95 | 1.05
432 | SJOW21 | 275 | b |  | TRUE | 0.95 | 1.05
433 | HATL21 | 275 | b |  | TRUE | 0.95 | 1.05
434 | TINP21 | 275 | b |  | TRUE | 0.95 | 1.05
435 | HAMH2A | 275 | b |  | TRUE | 0.95 | 1.05
436 | HEDO21 | 275 | b |  | TRUE | 0.95 | 1.05
437 | MACC21 | 275 | b |  | TRUE | 0.95 | 1.05
438 | HINP22 | 275 | b |  | TRUE | 0.95 | 1.05
439 | LALE21 | 275 | b |  | TRUE | 0.95 | 1.05
440 | HAWP21 | 275 | b |  | TRUE | 0.95 | 1.05
441 | BESW21 | 275 | b |  | TRUE | 0.95 | 1.05
442 | HARK23 | 275 | b |  | TRUE | 0.95 | 1.05
443 | JORD21 | 275 | b |  | TRUE | 0.95 | 1.05
444 | THOM2A | 275 | b |  | TRUE | 0.95 | 1.05
445 | BRIM2C | 275 | b |  | TRUE | 0.95 | 1.05
446 | WIBA21 | 275 | b |  | TRUE | 0.95 | 1.05
447 | TOTT24 | 275 | b |  | TRUE | 0.95 | 1.05
448 | MAGA21 | 275 | b |  | TRUE | 0.95 | 1.05
449 | ELST22 | 275 | b |  | TRUE | 0.95 | 1.05
450 | WIEN2B | 275 | b |  | TRUE | 0.95 | 1.05
451 | BUSH21 | 275 | b |  | TRUE | 0.95 | 1.05
452 | FERR21 | 275 | b |  | TRUE | 0.95 | 1.05
453 | USKM21 | 275 | b |  | TRUE | 0.95 | 1.05
454 | WALX21 | 275 | b |  | TRUE | 0.95 | 1.05
455 | CHTE21 | 275 | b |  | TRUE | 0.95 | 1.05
456 | TOTT23 | 275 | b |  | TRUE | 0.95 | 1.05
457 | COWT2A | 275 | b |  | TRUE | 0.95 | 1.05
458 | BRIN21 | 275 | b |  | TRUE | 0.95 | 1.05
459 | WWEY21 | 275 | b |  | TRUE | 0.95 | 1.05
460 | GRSA21 | 275 | b |  | TRUE | 0.95 | 1.05
461 | WALX2A | 275 | b |  | TRUE | 0.95 | 1.05
462 | CREB2A | 275 | b |  | TRUE | 0.95 | 1.05
463 | LITT2B | 275 | b |  | TRUE | 0.95 | 1.05
464 | SAEN21 | 275 | b |  | TRUE | 0.95 | 1.05
465 | SWAN21 | 275 | b |  | TRUE | 0.95 | 1.05
466 | FERR2A | 275 | b |  | TRUE | 0.95 | 1.05
467 | REBR21 | 275 | b |  | TRUE | 0.95 | 1.05
468 | USKM2B | 275 | b |  | TRUE | 0.95 | 1.05
469 | BLYT21 | 275 | b |  | TRUE | 0.95 | 1.05
470 | WASF2A | 275 | b |  | TRUE | 0.95 | 1.05
471 | HINP21 | 275 | b |  | TRUE | 0.95 | 1.05
472 | FECK21 | 275 | b |  | TRUE | 0.95 | 1.05
473 | OCKH2A | 275 | b |  | TRUE | 0.95 | 1.05
474 | WILT2A | 275 | b |  | TRUE | 0.95 | 1.05
475 | WATS21 | 275 | b |  | TRUE | 0.95 | 1.05
476 | GRSB21 | 275 | b |  | TRUE | 0.95 | 1.05
477 | WASF2B | 275 | b |  | TRUE | 0.95 | 1.05
478 | WHGA21 | 275 | b |  | TRUE | 0.95 | 1.05
479 | DRAK21 | 275 | b |  | TRUE | 0.95 | 1.05
480 | TOTT21 | 275 | b |  | TRUE | 0.95 | 1.05
481 | NECH21 | 275 | b |  | TRUE | 0.95 | 1.05
482 | BRIM2A | 275 | b |  | TRUE | 0.95 | 1.05
483 | THOM21 | 275 | b |  | TRUE | 0.95 | 1.05
484 | NHYD2A | 275 | b |  | TRUE | 0.95 | 1.05
485 | MONF22 | 275 | b |  | TRUE | 0.95 | 1.05
486 | ELLA21 | 275 | b |  | TRUE | 0.95 | 1.05
487 | OCKH21 | 275 | b |  | TRUE | 0.95 | 1.05
488 | BEDD21 | 275 | b |  | TRUE | 0.95 | 1.05
489 | CARR21 | 275 | b |  | TRUE | 0.95 | 1.05
490 | BAGB21 | 275 | b |  | TRUE | 0.95 | 1.05
491 | HARK24 | 275 | b |  | TRUE | 0.95 | 1.05
492 | FFES21 | 275 | b |  | TRUE | 0.95 | 1.05
493 | FROD21 | 275 | b |  | TRUE | 0.95 | 1.05
494 | MILH21 | 275 | b |  | TRUE | 0.95 | 1.05
495 | BARK22 | 275 | b |  | TRUE | 0.95 | 1.05
496 | BUST21 | 275 | b |  | TRUE | 0.95 | 1.05
497 | DUNG21 | 275 | b |  | TRUE | 0.95 | 1.05
498 | WIEN2A | 275 | b |  | TRUE | 0.95 | 1.05
499 | BARK21 | 275 | b |  | TRUE | 0.95 | 1.05
500 | MELK2B | 275 | b |  | TRUE | 0.95 | 1.05
501 | LISD21 | 275 | b |  | TRUE | 0.95 | 1.05
502 | MONF21 | 275 | b |  | TRUE | 0.95 | 1.05
503 | LISD2A | 275 | b |  | TRUE | 0.95 | 1.05
504 | TADT2A | 275 | b |  | TRUE | 0.95 | 1.05
505 | SWAN22 | 275 | b |  | TRUE | 0.95 | 1.05
506 | TOTT2B | 275 | b |  | TRUE | 0.95 | 1.05
507 | BRWA2B | 275 | b |  | TRUE | 0.95 | 1.05
508 | WILL21 | 275 | b |  | TRUE | 0.95 | 1.05
509 | SKLG21 | 275 | b |  | TRUE | 0.95 | 1.05
510 | ROCH21 | 275 | b |  | TRUE | 0.95 | 1.05
511 | ABTH21 | 275 | b |  | TRUE | 0.95 | 1.05
512 | MONF2A | 275 | b |  | TRUE | 0.95 | 1.05
513 | LACK2B | 275 | b |  | TRUE | 0.95 | 1.05
514 | PITS21 | 275 | b |  | TRUE | 0.95 | 1.05
515 | TYNE21 | 275 | b |  | TRUE | 0.95 | 1.05
516 | ALDW21 | 275 | b |  | TRUE | 0.95 | 1.05
517 | PEWO2D | 275 | b |  | TRUE | 0.95 | 1.05
518 | TYNE2A | 275 | b |  | TRUE | 0.95 | 1.05
519 | LACK21 | 275 | b |  | TRUE | 0.95 | 1.05
520 | PEWO2B | 275 | b |  | TRUE | 0.95 | 1.05
521 | TEMP22 | 275 | b |  | TRUE | 0.95 | 1.05
522 | FERR2B | 275 | b |  | TRUE | 0.95 | 1.05
523 | LACK2A | 275 | b |  | TRUE | 0.95 | 1.05
524 | CHSI21 | 275 | b |  | TRUE | 0.95 | 1.05
525 | ELST21 | 275 | b |  | TRUE | 0.95 | 1.05
526 | HIGM21 | 275 | b |  | TRUE | 0.95 | 1.05
527 | WHSO2A | 275 | b |  | TRUE | 0.95 | 1.05
528 | MONF2B | 275 | b |  | TRUE | 0.95 | 1.05
529 | FOUR21 | 275 | b |  | TRUE | 0.95 | 1.05
530 | RATS2A | 275 | b |  | TRUE | 0.95 | 1.05
531 | RAIN12 | 132 | b |  | TRUE | 0.95 | 1.05
532 | CHSI1B | 132 | b |  | TRUE | 0.95 | 1.05
533 | HAKB1- | 132 | b |  | TRUE | 0.95 | 1.05
534 | SIZE1B | 132 | b |  | TRUE | 0.95 | 1.05
535 | BIRK11 | 132 | b |  | TRUE | 0.95 | 1.05
536 | LAND11 | 132 | b |  | TRUE | 0.95 | 1.05
537 | HURS1D | 132 | b |  | TRUE | 0.95 | 1.05
538 | OLDS12 | 132 | b |  | TRUE | 0.95 | 1.05
539 | LHOR11 | 132 | b |  | TRUE | 0.95 | 1.05
540 | SJOW13 | 132 | b |  | TRUE | 0.95 | 1.05
541 | ELLA11 | 132 | b |  | TRUE | 0.95 | 1.05
542 | TILB11 | 132 | b |  | TRUE | 0.95 | 1.05
543 | COWL12 | 132 | b |  | TRUE | 0.95 | 1.05
544 | STOB11 | 132 | b |  | TRUE | 0.95 | 1.05
545 | TILB12 | 132 | b |  | TRUE | 0.95 | 1.05
546 | BLYT1A | 132 | b |  | TRUE | 0.95 | 1.05
547 | CANT13 | 132 | b |  | TRUE | 0.95 | 1.05
548 | SJOW12 | 132 | b |  | TRUE | 0.95 | 1.05
549 | IRON13 | 132 | b |  | TRUE | 0.95 | 1.05
550 | STAL11 | 132 | b |  | TRUE | 0.95 | 1.05
551 | NINF12 | 132 | b |  | TRUE | 0.95 | 1.05
552 | CAPE1A | 132 | b |  | TRUE | 0.95 | 1.05
553 | CARR12 | 132 | b |  | TRUE | 0.95 | 1.05
554 | HEND11 | 132 | b |  | TRUE | 0.95 | 1.05
555 | SKLG11 | 132 | b |  | TRUE | 0.95 | 1.05
556 | BENR11 | 132 | b |  | TRUE | 0.95 | 1.05
557 | CHIC11 | 132 | b |  | TRUE | 0.95 | 1.05
558 | WYMO11 | 132 | b |  | TRUE | 0.95 | 1.05
559 | CITR12 | 132 | b |  | TRUE | 0.95 | 1.05
560 | CELL12 | 132 | b |  | TRUE | 0.95 | 1.05
561 | WATS11 | 132 | b |  | TRUE | 0.95 | 1.05
562 | HAMH1A | 132 | b |  | TRUE | 0.95 | 1.05
563 | FLEE11 | 132 | b |  | TRUE | 0.95 | 1.05
564 | SAEN11 | 132 | b |  | TRUE | 0.95 | 1.05
565 | SELL12 | 132 | b |  | TRUE | 0.95 | 1.05
566 | BESW12 | 132 | b |  | TRUE | 0.95 | 1.05
567 | BUSH11 | 132 | b |  | TRUE | 0.95 | 1.05
568 | NOTR11 | 132 | b |  | TRUE | 0.95 | 1.05
569 | SJOW11 | 132 | b |  | TRUE | 0.95 | 1.05
570 | BISW11 | 132 | b |  | TRUE | 0.95 | 1.05
571 | PENE11 | 132 | b |  | TRUE | 0.95 | 1.05
572 | WALP11 | 132 | b |  | TRUE | 0.95 | 1.05
573 | IVER11 | 132 | b |  | TRUE | 0.95 | 1.05
574 | ECLA12 | 132 | b |  | TRUE | 0.95 | 1.05
575 | TOTT12 | 132 | b |  | TRUE | 0.95 | 1.05
576 | KEAR11 | 132 | b |  | TRUE | 0.95 | 1.05
577 | WISD11 | 132 | b |  | TRUE | 0.95 | 1.05
578 | KEMS11 | 132 | b |  | TRUE | 0.95 | 1.05
579 | WATS12 | 132 | b |  | TRUE | 0.95 | 1.05
580 | NORM12 | 132 | b |  | TRUE | 0.95 | 1.05
581 | ROCH12 | 132 | b |  | TRUE | 0.95 | 1.05
582 | HUTT11 | 132 | b |  | TRUE | 0.95 | 1.05
583 | ROCK1A | 132 | b |  | TRUE | 0.95 | 1.05
584 | TILB14 | 132 | b |  | TRUE | 0.95 | 1.05
585 | WILL12 | 132 | b |  | TRUE | 0.95 | 1.05
586 | DRAK11 | 132 | b |  | TRUE | 0.95 | 1.05
587 | FROD11 | 132 | b |  | TRUE | 0.95 | 1.05
588 | SWAN12 | 132 | b |  | TRUE | 0.95 | 1.05
589 | WILL11 | 132 | b |  | TRUE | 0.95 | 1.05
590 | NFLE12 | 132 | b |  | TRUE | 0.95 | 1.05
591 | BOLN12 | 132 | b |  | TRUE | 0.95 | 1.05
592 | PENT11 | 132 | b |  | TRUE | 0.95 | 1.05
593 | HARK13 | 132 | b |  | TRUE | 0.95 | 1.05
594 | MELK11 | 132 | b |  | TRUE | 0.95 | 1.05
595 | RAYM11 | 132 | b |  | TRUE | 0.95 | 1.05
596 | PELH12 | 132 | b |  | TRUE | 0.95 | 1.05
597 | PADI11 | 132 | b |  | TRUE | 0.95 | 1.05
598 | BRLE13 | 132 | b |  | TRUE | 0.95 | 1.05
599 | KIBY11 | 132 | b |  | TRUE | 0.95 | 1.05
600 | HURS1C | 132 | b |  | TRUE | 0.95 | 1.05
601 | FAWL11 | 132 | b |  | TRUE | 0.95 | 1.05
602 | RASS11 | 132 | b |  | TRUE | 0.95 | 1.05
603 | BRLE12 | 132 | b |  | TRUE | 0.95 | 1.05
604 | GRAI11 | 132 | b |  | TRUE | 0.95 | 1.05
605 | CONQ13 | 132 | b |  | TRUE | 0.95 | 1.05
606 | TYNE11 | 132 | b |  | TRUE | 0.95 | 1.05
607 | USKM11 | 132 | b |  | TRUE | 0.95 | 1.05
608 | WIMB11 | 132 | b |  | TRUE | 0.95 | 1.05
609 | NECH12 | 132 | b |  | TRUE | 0.95 | 1.05
610 | NECH11 | 132 | b |  | TRUE | 0.95 | 1.05
611 | BEDT1A | 132 | b |  | TRUE | 0.95 | 1.05
612 | PELH11 | 132 | b |  | TRUE | 0.95 | 1.05
613 | BOLN11 | 132 | b |  | TRUE | 0.95 | 1.05
614 | OLDB11 | 132 | b |  | TRUE | 0.95 | 1.05
615 | LEIS11 | 132 | b |  | TRUE | 0.95 | 1.05
616 | RYEH11 | 132 | b |  | TRUE | 0.95 | 1.05
617 | SIZE1A | 132 | b |  | TRUE | 0.95 | 1.05
618 | BRAW12 | 132 | b |  | TRUE | 0.95 | 1.05
619 | CANT14 | 132 | b |  | TRUE | 0.95 | 1.05
620 | GREN12 | 132 | b |  | TRUE | 0.95 | 1.05
621 | RUGE11 | 132 | b |  | TRUE | 0.95 | 1.05
622 | CAMA11 | 132 | b |  | TRUE | 0.95 | 1.05
623 | CHSI11 | 132 | b |  | TRUE | 0.95 | 1.05
624 | CAPE1B | 132 | b |  | TRUE | 0.95 | 1.05
625 | RICH11 | 132 | b |  | TRUE | 0.95 | 1.05
626 | ABHA11 | 132 | b |  | TRUE | 0.95 | 1.05
627 | GRIW11 | 132 | b |  | TRUE | 0.95 | 1.05
628 | OCKH11 | 132 | b |  | TRUE | 0.95 | 1.05
629 | WMEL11 | 132 | b |  | TRUE | 0.95 | 1.05
630 | SELL11 | 132 | b |  | TRUE | 0.95 | 1.05
631 | SHEE11 | 132 | b |  | TRUE | 0.95 | 1.05
632 | IRON11 | 132 | b |  | TRUE | 0.95 | 1.05
633 | CARR11 | 132 | b |  | TRUE | 0.95 | 1.05
634 | BRWA11 | 132 | b |  | TRUE | 0.95 | 1.05
635 | CAPE11 | 132 | b |  | TRUE | 0.95 | 1.05
636 | HACK11 | 132 | b |  | TRUE | 0.95 | 1.05
637 | ALVE11 | 132 | b |  | TRUE | 0.95 | 1.05
638 | STYC12 | 132 | b |  | TRUE | 0.95 | 1.05
639 | KIRK11 | 132 | b |  | TRUE | 0.95 | 1.05
640 | WARL11 | 132 | b |  | TRUE | 0.95 | 1.05
641 | BLYT1B | 132 | b |  | TRUE | 0.95 | 1.05
642 | COVE11 | 132 | b |  | TRUE | 0.95 | 1.05
643 | LALE11 | 132 | b |  | TRUE | 0.95 | 1.05
644 | TRAW11 | 132 | b |  | TRUE | 0.95 | 1.05
645 | ABHA12 | 132 | b |  | TRUE | 0.95 | 1.05
646 | NORM1B | 132 | b |  | TRUE | 0.95 | 1.05
647 | UPPB11 | 132 | b |  | TRUE | 0.95 | 1.05
648 | MANN11 | 132 | b |  | TRUE | 0.95 | 1.05
649 | SPEN11 | 132 | b |  | TRUE | 0.95 | 1.05
650 | HARK12 | 132 | b |  | TRUE | 0.95 | 1.05
651 | ABTH12 | 132 | b |  | TRUE | 0.95 | 1.05
652 | NFLE11 | 132 | b |  | TRUE | 0.95 | 1.05
653 | BEDT1B | 132 | b |  | TRUE | 0.95 | 1.05
654 | STYC11 | 132 | b |  | TRUE | 0.95 | 1.05
655 | KEAD11 | 132 | b |  | TRUE | 0.95 | 1.05
656 | FERR11 | 132 | b |  | TRUE | 0.95 | 1.05
657 | FIDF11 | 132 | b |  | TRUE | 0.95 | 1.05
658 | CONQ11 | 132 | b |  | TRUE | 0.95 | 1.05
659 | ENDE11 | 132 | b |  | TRUE | 0.95 | 1.05
660 | BRLE1A | 132 | b |  | TRUE | 0.95 | 1.05
661 | BRFO11 | 132 | b |  | TRUE | 0.95 | 1.05
662 | LISD11 | 132 | b |  | TRUE | 0.95 | 1.05
663 | WIMB12 | 132 | b |  | TRUE | 0.95 | 1.05
664 | PEMB11 | 132 | b |  | TRUE | 0.95 | 1.05
665 | MITY11 | 132 | b |  | TRUE | 0.95 | 1.05
666 | FIDF12 | 132 | b |  | TRUE | 0.95 | 1.05
667 | COVE12 | 132 | b |  | TRUE | 0.95 | 1.05
668 | WASF1B | 132 | b |  | TRUE | 0.95 | 1.05
669 | NURS11 | 132 | b |  | TRUE | 0.95 | 1.05
670 | IROA12 | 132 | b |  | TRUE | 0.95 | 1.05
671 | CARE11 | 132 | b |  | TRUE | 0.95 | 1.05
672 | LEMR11 | 132 | b |  | TRUE | 0.95 | 1.05
673 | KINO11 | 132 | b |  | TRUE | 0.95 | 1.05
674 | HARG11 | 132 | b |  | TRUE | 0.95 | 1.05
675 | HEYS11 | 132 | b |  | TRUE | 0.95 | 1.05
676 | PERH11 | 132 | b |  | TRUE | 0.95 | 1.05
677 | ISLI11 | 132 | b |  | TRUE | 0.95 | 1.05
678 | BRLE14 | 132 | b |  | TRUE | 0.95 | 1.05
679 | CHTE12 | 132 | b |  | TRUE | 0.95 | 1.05
680 | CAMA12 | 132 | b |  | TRUE | 0.95 | 1.05
681 | CELL11 | 132 | b |  | TRUE | 0.95 | 1.05
682 | ROCH11 | 132 | b |  | TRUE | 0.95 | 1.05
683 | USKM12 | 132 | b |  | TRUE | 0.95 | 1.05
684 | SWAN11 | 132 | b |  | TRUE | 0.95 | 1.05
685 | NINF11 | 132 | b |  | TRUE | 0.95 | 1.05
686 | LITT11 | 132 | b |  | TRUE | 0.95 | 1.05
687 | WHAM11 | 132 | b |  | TRUE | 0.95 | 1.05
688 | SHRE11 | 132 | b |  | TRUE | 0.95 | 1.05
689 | AMEM11 | 132 | b |  | TRUE | 0.95 | 1.05
690 | IROA11 | 132 | b |  | TRUE | 0.95 | 1.05
691 | EASO12 | 132 | b |  | TRUE | 0.95 | 1.05
692 | CREB11 | 132 | b |  | TRUE | 0.95 | 1.05
693 | PORH11 | 132 | b |  | TRUE | 0.95 | 1.05
694 | HARK11 | 132 | b |  | TRUE | 0.95 | 1.05
695 | RATS12 | 132 | b |  | TRUE | 0.95 | 1.05
696 | RATS11 | 132 | b |  | TRUE | 0.95 | 1.05
697 | PENW11 | 132 | b |  | TRUE | 0.95 | 1.05
698 | WHAM12 | 132 | b |  | TRUE | 0.95 | 1.05
699 | LITB11 | 132 | b |  | TRUE | 0.95 | 1.05
700 | BEDD12 | 132 | b |  | TRUE | 0.95 | 1.05
701 | ELST11 | 132 | b |  | TRUE | 0.95 | 1.05
702 | WBUR12 | 132 | b |  | TRUE | 0.95 | 1.05
703 | JUNV1- | 132 | b |  | TRUE | 0.95 | 1.05
704 | TOTT11 | 132 | b |  | TRUE | 0.95 | 1.05
705 | WYLF11 | 132 | b |  | TRUE | 0.95 | 1.05
706 | BRLE1B | 132 | b |  | TRUE | 0.95 | 1.05
707 | WHGA11 | 132 | b |  | TRUE | 0.95 | 1.05
708 | BESW11 | 132 | b |  | TRUE | 0.95 | 1.05
709 | LOVE11 | 132 | b |  | TRUE | 0.95 | 1.05
710 | RAIN11 | 132 | b |  | TRUE | 0.95 | 1.05
711 | CREB12 | 132 | b |  | TRUE | 0.95 | 1.05
712 | TILB13 | 132 | b |  | TRUE | 0.95 | 1.05
713 | KITW11 | 132 | b |  | TRUE | 0.95 | 1.05
714 | CHTE11 | 132 | b |  | TRUE | 0.95 | 1.05
715 | NEWX11 | 132 | b |  | TRUE | 0.95 | 1.05
716 | LEGA11 | 132 | b |  | TRUE | 0.95 | 1.05
717 | RYEH12 | 132 | b |  | TRUE | 0.95 | 1.05
718 | TAUN11 | 132 | b |  | TRUE | 0.95 | 1.05
719 | DRAX11 | 132 | b |  | TRUE | 0.95 | 1.05
720 | KNAR11 | 132 | b |  | TRUE | 0.95 | 1.05
721 | BRIM11 | 132 | b |  | TRUE | 0.95 | 1.05
722 | MILH11 | 132 | b |  | TRUE | 0.95 | 1.05
723 | WBUR11 | 132 | b |  | TRUE | 0.95 | 1.05
724 | BARK11 | 132 | b |  | TRUE | 0.95 | 1.05
725 | OSBA11 | 132 | b |  | TRUE | 0.95 | 1.05
726 | ELLA12 | 132 | b |  | TRUE | 0.95 | 1.05
727 | SUND11 | 132 | b |  | TRUE | 0.95 | 1.05
728 | BRAI11 | 132 | b |  | TRUE | 0.95 | 1.05
729 | BEDD11 | 132 | b |  | TRUE | 0.95 | 1.05
730 | INDQ11 | 132 | b |  | TRUE | 0.95 | 1.05
731 | ELST12 | 132 | b |  | TRUE | 0.95 | 1.05
732 | STEN11 | 132 | b |  | TRUE | 0.95 | 1.05
733 | COWL11 | 132 | b |  | TRUE | 0.95 | 1.05
734 | SASA11 | 132 | b |  | TRUE | 0.95 | 1.05
735 | NORT11 | 132 | b |  | TRUE | 0.95 | 1.05
736 | HAMH1B | 132 | b |  | TRUE | 0.95 | 1.05
737 | INCE11 | 132 | b |  | TRUE | 0.95 | 1.05
738 | IRON12 | 132 | b |  | TRUE | 0.95 | 1.05
739 | WMEL12 | 132 | b |  | TRUE | 0.95 | 1.05
740 | HURS1B | 132 | b |  | TRUE | 0.95 | 1.05
741 | SMAN11 | 132 | b |  | TRUE | 0.95 | 1.05
742 | RYEH13 | 132 | b |  | TRUE | 0.95 | 1.05
743 | CHSI1A | 132 | b |  | TRUE | 0.95 | 1.05
744 | CITR11 | 132 | b |  | TRUE | 0.95 | 1.05
745 | BRAW11 | 132 | b |  | TRUE | 0.95 | 1.05
746 | FOUX11 | 132 | b |  | TRUE | 0.95 | 1.05
747 | STAH11 | 132 | b |  | TRUE | 0.95 | 1.05
748 | SAFO11 | 132 | b |  | TRUE | 0.95 | 1.05
749 | BRLE11 | 132 | b |  | TRUE | 0.95 | 1.05
750 | SIZE11 | 132 | b |  | TRUE | 0.95 | 1.05
751 | IROA13 | 132 | b |  | TRUE | 0.95 | 1.05
752 | BICF11 | 132 | b |  | TRUE | 0.95 | 1.05
753 | NOTR12 | 132 | b |  | TRUE | 0.95 | 1.05
754 | SELL13 | 132 | b |  | TRUE | 0.95 | 1.05
755 | BRED11 | 132 | b |  | TRUE | 0.95 | 1.05
756 | PYLE11 | 132 | b |  | TRUE | 0.95 | 1.05
757 | ABTH11 | 132 | b |  | TRUE | 0.95 | 1.05
758 | MILH12 | 132 | b |  | TRUE | 0.95 | 1.05
759 | NORM11 | 132 | b |  | TRUE | 0.95 | 1.05
760 | NORM1A | 132 | b |  | TRUE | 0.95 | 1.05
761 | EASO11 | 132 | b |  | TRUE | 0.95 | 1.05
762 | GREN11 | 132 | b |  | TRUE | 0.95 | 1.05
763 | MITY12 | 132 | b |  | TRUE | 0.95 | 1.05
764 | WIEN11 | 132 | b |  | TRUE | 0.95 | 1.05
765 | BURW11 | 132 | b |  | TRUE | 0.95 | 1.05
766 | PENN11 | 132 | b |  | TRUE | 0.95 | 1.05
767 | FLEE12 | 132 | b |  | TRUE | 0.95 | 1.05
768 | EXET11 | 132 | b |  | TRUE | 0.95 | 1.05
769 | SEAB11 | 132 | b |  | TRUE | 0.95 | 1.05
770 | STES11 | 132 | b |  | TRUE | 0.95 | 1.05
771 | LOVE12 | 132 | b |  | TRUE | 0.95 | 1.05
772 | GRIW12 | 132 | b |  | TRUE | 0.95 | 1.05
773 | TWIN11 | 132 | b |  | TRUE | 0.95 | 1.05
774 | WWEY12 | 132 | b |  | TRUE | 0.95 | 1.05
775 | ELST13 | 132 | b |  | TRUE | 0.95 | 1.05
776 | BRFO12 | 132 | b |  | TRUE | 0.95 | 1.05
777 | BUST11 | 132 | b |  | TRUE | 0.95 | 1.05
778 | SMAN12 | 132 | b |  | TRUE | 0.95 | 1.05
779 | ABTH13 | 132 | b |  | TRUE | 0.95 | 1.05
780 | AXMI11 | 132 | b |  | TRUE | 0.95 | 1.05
781 | CONQ12 | 132 | b |  | TRUE | 0.95 | 1.05
782 | BOTW11 | 132 | b |  | TRUE | 0.95 | 1.05
783 | WASF1A | 132 | b |  | TRUE | 0.95 | 1.05
784 | ECLA11 | 132 | b |  | TRUE | 0.95 | 1.05
785 | SALH11 | 132 | b |  | TRUE | 0.95 | 1.05
786 | SIZE12 | 132 | b |  | TRUE | 0.95 | 1.05
787 | WWEY11 | 132 | b |  | TRUE | 0.95 | 1.05
788 | THOM61 | 66 | b |  | TRUE | 0.95 | 1.05
789 | IVER61 | 66 | b |  | TRUE | 0.95 | 1.05
790 | GRAN61 | 66 | b |  | TRUE | 0.95 | 1.05
791 | FERR61 | 66 | b |  | TRUE | 0.95 | 1.05
792 | BLYT61 | 66 | b |  | TRUE | 0.95 | 1.05
793 | THUR61 | 66 | b |  | TRUE | 0.95 | 1.05
794 | HAWP61 | 66 | b |  | TRUE | 0.95 | 1.05
795 | NHYD61 | 66 | b |  | TRUE | 0.95 | 1.05
796 | TODP61 | 66 | b |  | TRUE | 0.95 | 1.05
797 | GRTO61 | 66 | b |  | TRUE | 0.95 | 1.05
798 | GRST61 | 66 | b |  | TRUE | 0.95 | 1.05
799 | NEWX61 | 66 | b |  | TRUE | 0.95 | 1.05
800 | HACK61 | 66 | b |  | TRUE | 0.95 | 1.05
801 | EALI61 | 66 | b |  | TRUE | 0.95 | 1.05
802 | WBOL61 | 66 | b |  | TRUE | 0.95 | 1.05
803 | LODR61 | 66 | b |  | TRUE | 0.95 | 1.05
804 | CAML61 | 66 | b |  | TRUE | 0.95 | 1.05
805 | FECK61 | 66 | b |  | TRUE | 0.95 | 1.05
806 | WISD61 | 66 | b |  | TRUE | 0.95 | 1.05
807 | NEWX62 | 66 | b |  | TRUE | 0.95 | 1.05
808 | LODR62 | 66 | b |  | TRUE | 0.95 | 1.05
809 | HARM61 | 66 | b |  | TRUE | 0.95 | 1.05
810 | LACK61 | 66 | b |  | TRUE | 0.95 | 1.05
811 | JORD31 | 33 | b |  | TRUE | 0.95 | 1.05
812 | PITS31 | 33 | b |  | TRUE | 0.95 | 1.05
813 | ALST32 | 33 | b |  | TRUE | 0.95 | 1.05
814 | SUND31 | 33 | b |  | TRUE | 0.95 | 1.05
815 | SSHI31 | 33 | b |  | TRUE | 0.95 | 1.05
816 | REBR31 | 33 | b |  | TRUE | 0.95 | 1.05
817 | TREM31 | 33 | b |  | TRUE | 0.95 | 1.05
818 | MILP31 | 33 | b |  | TRUE | 0.95 | 1.05
819 | WHSO32 | 33 | b |  | TRUE | 0.95 | 1.05
820 | WHSO31 | 33 | b |  | TRUE | 0.95 | 1.05
821 | IMPP31 | 33 | b |  | TRUE | 0.95 | 1.05
822 | ALDW31 | 33 | b |  | TRUE | 0.95 | 1.05
823 | POPP31 | 33 | b |  | TRUE | 0.95 | 1.05
824 | TEMP31 | 33 | b |  | TRUE | 0.95 | 1.05
825 | FOUR31 | 33 | b |  | TRUE | 0.95 | 1.05
826 | TINP31 | 33 | b |  | TRUE | 0.95 | 1.05
827 | ALST31 | 33 | b |  | TRUE | 0.95 | 1.05
828 | MACC31 | 33 | b |  | TRUE | 0.95 | 1.05
829 | REBR32 | 33 | b |  | TRUE | 0.95 | 1.05
830 | NEEP31 | 33 | b |  | TRUE | 0.95 | 1.05
831 | SHEC31 | 33 | b |  | TRUE | 0.95 | 1.05
832 | LALE31 | 33 | b |  | TRUE | 0.95 | 1.05
833 | WTHU31 | 33 | b |  | TRUE | 0.95 | 1.05
834 | TINP32 | 33 | b |  | TRUE | 0.95 | 1.05
835 | NORL31 | 33 | b |  | TRUE | 0.95 | 1.05
836 | OFFE31 | 33 | b |  | TRUE | 0.95 | 1.05
837 | BARW32 | 33 | b |  | TRUE | 0.95 | 1.05
838 | BARW31 | 33 | b |  | TRUE | 0.95 | 1.05
839 | UPPB31 | 33 | b |  | TRUE | 0.95 | 1.05
840 | ALDW32 | 33 | b |  | TRUE | 0.95 | 1.05
841 | WIBA31 | 33 | b |  | TRUE | 0.95 | 1.05
842 | OFFE32 | 33 | b |  | TRUE | 0.95 | 1.05
843 | PITS32 | 33 | b |  | TRUE | 0.95 | 1.05
844 | HUMR31 | 33 | b |  | TRUE | 0.95 | 1.05
845 | KEAR31 | 33 | b |  | TRUE | 0.95 | 1.05
846 | WEAV71 | 25 | b |  | TRUE | 0.95 | 1.05
847 | HUTT71 | 25 | b |  | TRUE | 0.95 | 1.05
848 | TYNE51 | 11 | b |  | TRUE | 0.95 | 1.05

## load
| name | bus | p_mw | q_mvar | const_z_percent | const_i_percent | sn_mva | scaling | in_service | type
0 | ABHA4A (Demand) | 273 | 220 | -22 | 0 | 0 |  | 1 | TRUE | wye
1 | ABHA4B (Demand) | 120 | 377 | -37.7 | 0 | 0 |  | 1 | TRUE | wye
2 | ABTH20 (Demand) | 779 | 82 | -8.2 | 0 | 0 |  | 1 | TRUE | wye
3 | ALDW20 (Demand) | 840 | 7 | -0.7 | 0 | 0 |  | 1 | TRUE | wye
4 | ALVE4A (Demand) | 230 | -21 | 2.1 | 0 | 0 |  | 1 | TRUE | wye
5 | ALVE4B (Demand) | 27 | 19 | -1.9 | 0 | 0 |  | 1 | TRUE | wye
6 | AMEM4A_EPN (Demand) | 35 | 80 | -8 | 0 | 0 |  | 1 | TRUE | wye
7 | AMEM4A_SEP (Demand) | 35 | 15 | -1.5 | 0 | 0 |  | 1 | TRUE | wye
8 | AMEM4B_EPN (Demand) | 25 | 259 | -25.9 | 0 | 0 |  | 1 | TRUE | wye
9 | AMEM4B_SEP (Demand) | 25 | 150 | -15 | 0 | 0 |  | 1 | TRUE | wye
10 | AXMI40_SEP (Demand) | 780 | 42 | -4.2 | 0 | 0 |  | 1 | TRUE | wye
11 | AXMI40_WPD (Demand) | 780 | 9 | -0.9 | 0 | 0 |  | 1 | TRUE | wye
12 | BARK20_EPN (Demand) | 724 | 82 | -8.2 | 0 | 0 |  | 1 | TRUE | wye
13 | BARK20_LPN (Demand) | 724 | 310 | -31 | 0 | 0 |  | 1 | TRUE | wye
14 | BEDD20_LPN (Demand) | 729 | 728 | -72.8 | 0 | 0 |  | 1 | TRUE | wye
15 | BEDD20_SPN (Demand) | 729 | 16 | -1.6 | 0 | 0 |  | 1 | TRUE | wye
16 | BESW20 (Demand) | 708 | 33 | -3.3 | 0 | 0 |  | 1 | TRUE | wye
17 | BICF4A (Demand) | 752 | 96 | -9.6 | 0 | 0 |  | 1 | TRUE | wye
18 | BICF4B (Demand) | 752 | 8 | -0.8 | 0 | 0 |  | 1 | TRUE | wye
19 | BIRK20 (Demand) | 535 | 50 | -5 | 0 | 0 |  | 1 | TRUE | wye
20 | BISW20 (Demand) | 570 | 412 | -41.2 | 0 | 0 |  | 1 | TRUE | wye
21 | BLYT20 (Demand) | 792 | 62 | -6.2 | 0 | 0 |  | 1 | TRUE | wye
22 | BOLN40 (Demand) | 613 | 60 | -6 | 0 | 0 |  | 1 | TRUE | wye
23 | BOTW40 (Demand) | 782 | 42 | -4.2 | 0 | 0 |  | 1 | TRUE | wye
24 | BRAI4A (Demand) | 251 | 35 | -3.5 | 0 | 0 |  | 1 | TRUE | wye
25 | BRAI4B (Demand) | 261 | -6 | 0.6 | 0 | 0 |  | 1 | TRUE | wye
26 | BRAW20 (Demand) | 745 | 75 | -7.5 | 0 | 0 |  | 1 | TRUE | wye
27 | BRED20 (Demand) | 755 | 49 | -4.9 | 0 | 0 |  | 1 | TRUE | wye
28 | BRFO40 (Demand) | 776 | 111 | -11.1 | 0 | 0 |  | 1 | TRUE | wye
29 | BRIM2A_EPN (Demand) | 482 | 152 | -15.2 | 0 | 0 |  | 1 | TRUE | wye
30 | BRIM2A_LPN (Demand) | 482 | 17 | -1.7 | 0 | 0 |  | 1 | TRUE | wye
31 | BRIM2B_EPN (Demand) | 335 | 248 | -24.8 | 0 | 0 |  | 1 | TRUE | wye
32 | BRIM2B_LPN (Demand) | 335 | 144 | -14.4 | 0 | 0 |  | 1 | TRUE | wye
33 | BRIM2C_EPN (Demand) | 445 | 58 | -5.8 | 0 | 0 |  | 1 | TRUE | wye
34 | BRIM2C_LPN (Demand) | 445 | 215 | -21.5 | 0 | 0 |  | 1 | TRUE | wye
35 | BRLE40 (Demand) | 749 | 1 | -0.1 | 0 | 0 |  | 1 | TRUE | wye
36 | BRWA2A (Demand) | 353 | 23 | -2.3 | 0 | 0 |  | 1 | TRUE | wye
37 | BRWA2B (Demand) | 507 | 19 | -1.9 | 0 | 0 |  | 1 | TRUE | wye
38 | BULL40 (Demand) | 316 | 128 | -12.8 | 0 | 0 |  | 1 | TRUE | wye
39 | BURW40 (Demand) | 765 | 291 | -29.1 | 0 | 0 |  | 1 | TRUE | wye
40 | BUSH20 (Demand) | 567 | 196 | -19.6 | 0 | 0 |  | 1 | TRUE | wye
41 | BUST20 (Demand) | 777 | 196 | -19.6 | 0 | 0 |  | 1 | TRUE | wye
42 | CANT40 (Demand) | 619 | 8 | -0.8 | 0 | 0 |  | 1 | TRUE | wye
43 | CAPE20 (Demand) | 635 | 174 | -17.4 | 0 | 0 |  | 1 | TRUE | wye
44 | CARE20 (Demand) | 671 | 27 | -2.7 | 0 | 0 |  | 1 | TRUE | wye
45 | CARR20 (Demand) | 633 | 272 | -27.2 | 0 | 0 |  | 1 | TRUE | wye
46 | CELL40_SPM (Demand) | 681 | 108 | -10.8 | 0 | 0 |  | 1 | TRUE | wye
47 | CELL40_WPD (Demand) | 681 | 131 | -13.1 | 0 | 0 |  | 1 | TRUE | wye
48 | CHIC40 (Demand) | 557 | 107 | -10.7 | 0 | 0 |  | 1 | TRUE | wye
49 | CHSI20 (Demand) | 743 | 4 | -0.4 | 0 | 0 |  | 1 | TRUE | wye
50 | CHTE20 (Demand) | 714 | 98 | -9.8 | 0 | 0 |  | 1 | TRUE | wye
51 | CITR41 (Demand) | 19 | 69 | -6.9 | 0 | 0 |  | 1 | TRUE | wye
52 | CITR46 (Demand) | 744 | 31 | -3.1 | 0 | 0 |  | 1 | TRUE | wye
53 | CONQ40 (Demand) | 781 | 519 | -51.9 | 0 | 0 |  | 1 | TRUE | wye
54 | COVE20 (Demand) | 667 | 33 | -3.3 | 0 | 0 |  | 1 | TRUE | wye
55 | COWL40 (Demand) | 733 | 87 | -8.7 | 0 | 0 |  | 1 | TRUE | wye
56 | CREB40 (Demand) | 711 | 107 | -10.7 | 0 | 0 |  | 1 | TRUE | wye
57 | CULJ4A (Demand) | 237 | 305 | -30.5 | 0 | 0 |  | 1 | TRUE | wye
58 | DIDC40 (Demand) | 223 | 50 | -5 | 0 | 0 |  | 1 | TRUE | wye
59 | DRAK20 (Demand) | 586 | 233 | -23.3 | 0 | 0 |  | 1 | TRUE | wye
60 | DRAX40 (Demand) | 719 | 107 | -10.7 | 0 | 0 |  | 1 | TRUE | wye
61 | EALI20 (Demand) | 801 | 87 | -8.7 | 0 | 0 |  | 1 | TRUE | wye
62 | EASO40 (Demand) | 761 | 10 | -1 | 0 | 0 |  | 1 | TRUE | wye
63 | ECLA40_EME (Demand) | 784 | -10 | 1 | 0 | 0 |  | 1 | TRUE | wye
64 | ECLA40_SEP (Demand) | 784 | 155 | -15.5 | 0 | 0 |  | 1 | TRUE | wye
65 | ELLA20 (Demand) | 726 | 56 | -5.6 | 0 | 0 |  | 1 | TRUE | wye
66 | ELST20 (Demand) | 775 | 10 | -1 | 0 | 0 |  | 1 | TRUE | wye
67 | ENDE40 (Demand) | 659 | -10 | 1 | 0 | 0 |  | 1 | TRUE | wye
68 | EXET40 (Demand) | 768 | 37 | -3.7 | 0 | 0 |  | 1 | TRUE | wye
69 | FAWL40 (Demand) | 601 | 224 | -22.4 | 0 | 0 |  | 1 | TRUE | wye
70 | FECK20 (Demand) | 805 | 80 | -8 | 0 | 0 |  | 1 | TRUE | wye
71 | FECK40 (Demand) | 805 | 308 | -30.8 | 0 | 0 |  | 1 | TRUE | wye
72 | FERR20_YED (Demand) | 791 | 31 | -3.1 | 0 | 0 |  | 1 | TRUE | wye
73 | FERR2A_YED (Demand) | 466 | 18 | -1.8 | 0 | 0 |  | 1 | TRUE | wye
74 | FERR2B_YED (Demand) | 522 | 123 | -12.3 | 0 | 0 |  | 1 | TRUE | wye
75 | FIDF20_SPM (Demand) | 666 | 21 | -2.1 | 0 | 0 |  | 1 | TRUE | wye
76 | FLEE40 (Demand) | 767 | 15 | -1.5 | 0 | 0 |  | 1 | TRUE | wye
77 | FOUR20 (Demand) | 825 | 62 | -6.2 | 0 | 0 |  | 1 | TRUE | wye
78 | FROD2A (Demand) | 587 | 111 | -11.1 | 0 | 0 |  | 1 | TRUE | wye
79 | FROD2B (Demand) | 587 | 21 | -2.1 | 0 | 0 |  | 1 | TRUE | wye
80 | FROD40 (Demand) | 587 | 353 | -35.3 | 0 | 0 |  | 1 | TRUE | wye
81 | GREN40_EME (Demand) | 762 | 19 | -1.9 | 0 | 0 |  | 1 | TRUE | wye
82 | GREN40_EPN (Demand) | 762 | 33 | -3.3 | 0 | 0 |  | 1 | TRUE | wye
83 | GRIW40 (Demand) | 772 | 39 | -3.9 | 0 | 0 |  | 1 | TRUE | wye
84 | HACK2A (Demand) | 414 | 24 | -2.4 | 0 | 0 |  | 1 | TRUE | wye
85 | HACK2B (Demand) | 350 | 31 | -3.1 | 0 | 0 |  | 1 | TRUE | wye
86 | HACK40 (Demand) | 800 | 182 | -18.2 | 0 | 0 |  | 1 | TRUE | wye
87 | HAMH40_EME (Demand) | 736 | 19 | -1.9 | 0 | 0 |  | 1 | TRUE | wye
88 | HARK20 (Demand) | 694 | 146 | -14.6 | 0 | 0 |  | 1 | TRUE | wye
89 | HARK40 (Demand) | 694 | 57 | -5.7 | 0 | 0 |  | 1 | TRUE | wye
90 | HARM20 (Demand) | 809 | 3 | -0.3 | 0 | 0 |  | 1 | TRUE | wye
91 | HAWP20 (Demand) | 794 | 3 | -0.3 | 0 | 0 |  | 1 | TRUE | wye
92 | HEYS40 (Demand) | 675 | 0 | 0 | 0 | 0 |  | 1 | TRUE | wye
93 | HURS20 (Demand) | 740 | 191 | -19.1 | 0 | 0 |  | 1 | TRUE | wye
94 | HUTT40 (Demand) | 847 | 17 | -1.7 | 0 | 0 |  | 1 | TRUE | wye
95 | IMPP40 (Demand) | 821 | 45 | -4.5 | 0 | 0 |  | 1 | TRUE | wye
96 | INDQ40 (Demand) | 730 | 37 | -3.7 | 0 | 0 |  | 1 | TRUE | wye
97 | IROA20_WPDWM (Demand) | 751 | 50 | -5 | 0 | 0 |  | 1 | TRUE | wye
98 | IRON40 (Demand) | 738 | 99 | -9.9 | 0 | 0 |  | 1 | TRUE | wye
99 | IVER20 (Demand) | 789 | 60 | -6 | 0 | 0 |  | 1 | TRUE | wye
100 | JORD20 (Demand) | 811 | 39 | -3.9 | 0 | 0 |  | 1 | TRUE | wye
101 | KEAD40 (Demand) | 655 | 22 | -2.2 | 0 | 0 |  | 1 | TRUE | wye
102 | KEAR20 (Demand) | 845 | 22 | -2.2 | 0 | 0 |  | 1 | TRUE | wye
103 | KEMS40 (Demand) | 578 | 30 | -3 | 0 | 0 |  | 1 | TRUE | wye
104 | KENG40 (Demand) | 49 | 196 | -19.6 | 0 | 0 |  | 1 | TRUE | wye
105 | KIBY20 (Demand) | 599 | 4 | -0.4 | 0 | 0 |  | 1 | TRUE | wye
106 | KINO40 (Demand) | 673 | 891 | -89.1 | 0 | 0 |  | 1 | TRUE | wye
107 | KIRK20 (Demand) | 639 | 22 | -2.2 | 0 | 0 |  | 1 | TRUE | wye
108 | KITW20 (Demand) | 713 | 0 | 0 | 0 | 0 |  | 1 | TRUE | wye
109 | LACK20 (Demand) | 810 | 10 | -1 | 0 | 0 |  | 1 | TRUE | wye
110 | LALE20_SEP (Demand) | 832 | 268 | -26.8 | 0 | 0 |  | 1 | TRUE | wye
111 | LALE20_SPN (Demand) | 832 | 19 | -1.9 | 0 | 0 |  | 1 | TRUE | wye
112 | LAND4A (Demand) | 536 | 23 | -2.3 | 0 | 0 |  | 1 | TRUE | wye
113 | LAND4B (Demand) | 536 | 16 | -1.6 | 0 | 0 |  | 1 | TRUE | wye
114 | LEGA40 (Demand) | 716 | 50 | -5 | 0 | 0 |  | 1 | TRUE | wye
115 | LEIB4A (Demand) | 61 | 24 | -2.4 | 0 | 0 |  | 1 | TRUE | wye
116 | LEIB4B (Demand) | 58 | 168 | -16.8 | 0 | 0 |  | 1 | TRUE | wye
117 | LHOR40 (Demand) | 539 | 22 | -2.2 | 0 | 0 |  | 1 | TRUE | wye
118 | LISD20 (Demand) | 662 | 46 | -4.6 | 0 | 0 |  | 1 | TRUE | wye
119 | LITT40_LPN (Demand) | 686 | 592 | -59.2 | 0 | 0 |  | 1 | TRUE | wye
120 | LITT40_SPN (Demand) | 686 | 443 | -44.3 | 0 | 0 |  | 1 | TRUE | wye
121 | LOVE40 (Demand) | 771 | 375 | -37.5 | 0 | 0 |  | 1 | TRUE | wye
122 | MACC20 (Demand) | 828 | 22 | -2.2 | 0 | 0 |  | 1 | TRUE | wye
123 | MAGA20 (Demand) | 448 | 439 | -43.9 | 0 | 0 |  | 1 | TRUE | wye
124 | MANN40 (Demand) | 648 | 226 | -22.6 | 0 | 0 |  | 1 | TRUE | wye
125 | MELK40_SEP (Demand) | 594 | 30 | -3 | 0 | 0 |  | 1 | TRUE | wye
126 | MELK40_WPD (Demand) | 594 | 76 | -7.6 | 0 | 0 |  | 1 | TRUE | wye
127 | MILH2A_EPN (Demand) | 402 | 80 | -8 | 0 | 0 |  | 1 | TRUE | wye
128 | MILH2A_LPN (Demand) | 402 | 103 | -10.3 | 0 | 0 |  | 1 | TRUE | wye
129 | MILH2B_EPN (Demand) | 346 | 315 | -31.5 | 0 | 0 |  | 1 | TRUE | wye
130 | MILH2B_LPN (Demand) | 346 | 21 | -2.1 | 0 | 0 |  | 1 | TRUE | wye
131 | MITY40 (Demand) | 763 | 0 | 0 | 0 | 0 |  | 1 | TRUE | wye
132 | NECH20 (Demand) | 610 | 428 | -42.8 | 0 | 0 |  | 1 | TRUE | wye
133 | NEEP20 (Demand) | 830 | 349 | -34.9 | 0 | 0 |  | 1 | TRUE | wye
134 | NEWX20 (Demand) | 807 | 19 | -1.9 | 0 | 0 |  | 1 | TRUE | wye
135 | NFLE40 (Demand) | 652 | 32 | -3.2 | 0 | 0 |  | 1 | TRUE | wye
136 | NHYD20 (Demand) | 795 | 285 | -28.5 | 0 | 0 |  | 1 | TRUE | wye
137 | NINF40 (Demand) | 685 | 80 | -8 | 0 | 0 |  | 1 | TRUE | wye
138 | NORL2A (Demand) | 327 | 32 | -3.2 | 0 | 0 |  | 1 | TRUE | wye
139 | NORL2B (Demand) | 330 | 133 | -13.3 | 0 | 0 |  | 1 | TRUE | wye
140 | NORM40 (Demand) | 760 | 33 | -3.3 | 0 | 0 |  | 1 | TRUE | wye
141 | NORT20 (Demand) | 735 | 230 | -23 | 0 | 0 |  | 1 | TRUE | wye
142 | NURS40 (Demand) | 669 | 180 | -18 | 0 | 0 |  | 1 | TRUE | wye
143 | NURS4A (Demand) | 130 | 150 | -15 | 0 | 0 |  | 1 | TRUE | wye
144 | OCKH20 (Demand) | 628 | 90 | -9 | 0 | 0 |  | 1 | TRUE | wye
145 | OFFE20 (Demand) | 842 | 336 | -33.6 | 0 | 0 |  | 1 | TRUE | wye
146 | OLDB20 (Demand) | 614 | 24 | -2.4 | 0 | 0 |  | 1 | TRUE | wye
147 | OSBA40 (Demand) | 725 | 10 | -1 | 0 | 0 |  | 1 | TRUE | wye
148 | PADI40 (Demand) | 597 | 109 | -10.9 | 0 | 0 |  | 1 | TRUE | wye
149 | PAFB4B (Demand) | 275 | 40 | -4 | 0 | 0 |  | 1 | TRUE | wye
150 | PELH40 (Demand) | 612 | 256 | -25.6 | 0 | 0 |  | 1 | TRUE | wye
151 | PEMB40 (Demand) | 664 | 376 | -37.6 | 0 | 0 |  | 1 | TRUE | wye
152 | PENN20 (Demand) | 766 | 40 | -4 | 0 | 0 |  | 1 | TRUE | wye
153 | PENT40 (Demand) | 592 | 3 | -0.3 | 0 | 0 |  | 1 | TRUE | wye
154 | PEWO40 (Demand) | 520 | 111 | -11.1 | 0 | 0 |  | 1 | TRUE | wye
155 | PITS20 (Demand) | 843 | 615 | -61.5 | 0 | 0 |  | 1 | TRUE | wye
156 | POPP20 (Demand) | 823 | 2 | -0.2 | 0 | 0 |  | 1 | TRUE | wye
157 | PUDM40 (Demand) | 57 | 258 | -25.8 | 0 | 0 |  | 1 | TRUE | wye
158 | PYLE20 (Demand) | 756 | 30 | -3 | 0 | 0 |  | 1 | TRUE | wye
159 | RAIN20_SPM (Demand) | 710 | 453 | -45.3 | 0 | 0 |  | 1 | TRUE | wye
160 | RASS40 (Demand) | 602 | 30 | -3 | 0 | 0 |  | 1 | TRUE | wye
161 | RATS40 (Demand) | 696 | 118 | -11.8 | 0 | 0 |  | 1 | TRUE | wye
162 | RAYL40 (Demand) | 88 | 548 | -54.8 | 0 | 0 |  | 1 | TRUE | wye
163 | REBR20 (Demand) | 829 | 19 | -1.9 | 0 | 0 |  | 1 | TRUE | wye
164 | ROCH20 (Demand) | 682 | 4 | -0.4 | 0 | 0 |  | 1 | TRUE | wye
165 | ROCK40 (Demand) | 583 | -6 | 0.6 | 0 | 0 |  | 1 | TRUE | wye
166 | RUGE40 (Demand) | 621 | 46 | -4.6 | 0 | 0 |  | 1 | TRUE | wye
167 | RYEH40 (Demand) | 742 | 33 | -3.3 | 0 | 0 |  | 1 | TRUE | wye
168 | RYEH4A (Demand) | 193 | 21 | -2.1 | 0 | 0 |  | 1 | TRUE | wye
169 | SAEN20 (Demand) | 564 | 2 | -0.2 | 0 | 0 |  | 1 | TRUE | wye
170 | SAFO (Demand) | 748 | -18 | 1.8 | 0 | 0 |  | 1 | TRUE | wye
171 | SALH20 (Demand) | 785 | 3 | -0.3 | 0 | 0 |  | 1 | TRUE | wye
172 | SEAB40 (Demand) | 769 | 139 | -13.9 | 0 | 0 |  | 1 | TRUE | wye
173 | SELL40 (Demand) | 754 | 96 | -9.6 | 0 | 0 |  | 1 | TRUE | wye
174 | SHEC20 (Demand) | 831 | 2 | -0.2 | 0 | 0 |  | 1 | TRUE | wye
175 | SHRE4A (Demand) | 134 | 46 | -4.6 | 0 | 0 |  | 1 | TRUE | wye
176 | SJOW20 (Demand) | 569 | 346 | -34.6 | 0 | 0 |  | 1 | TRUE | wye
177 | SJOW40 (Demand) | 569 | 29 | -2.9 | 0 | 0 |  | 1 | TRUE | wye
178 | SKLG20 (Demand) | 555 | 540 | -54 | 0 | 0 |  | 1 | TRUE | wye
179 | SMAN20 (Demand) | 778 | 120 | -12 | 0 | 0 |  | 1 | TRUE | wye
180 | SPEN4A (Demand) | 649 | 29 | -2.9 | 0 | 0 |  | 1 | TRUE | wye
181 | SSHI20 (Demand) | 815 | 3 | -0.3 | 0 | 0 |  | 1 | TRUE | wye
182 | STAH4A (Demand) | 95 | 392 | -39.2 | 0 | 0 |  | 1 | TRUE | wye
183 | STAH4B (Demand) | 127 | 517 | -51.7 | 0 | 0 |  | 1 | TRUE | wye
184 | STAL20 (Demand) | 550 | 63 | -6.3 | 0 | 0 |  | 1 | TRUE | wye
185 | STAY40 (Demand) | 72 | 438 | -43.8 | 0 | 0 |  | 1 | TRUE | wye
186 | STEW20 (Demand) | 422 | 32 | -3.2 | 0 | 0 |  | 1 | TRUE | wye
187 | STEW2A (Demand) | 422 | 18 | -1.8 | 0 | 0 |  | 1 | TRUE | wye
188 | SUND40 (Demand) | 814 | 80 | -8 | 0 | 0 |  | 1 | TRUE | wye
189 | SWAN20_SWA (Demand) | 684 | -152 | 15.2 | 0 | 0 |  | 1 | TRUE | wye
190 | TAUN4A (Demand) | 718 | 49 | -4.9 | 0 | 0 |  | 1 | TRUE | wye
191 | TAUN4B (Demand) | 718 | 16 | -1.6 | 0 | 0 |  | 1 | TRUE | wye
192 | TEMP2A (Demand) | 824 | 10 | -1 | 0 | 0 |  | 1 | TRUE | wye
193 | TEMP2B (Demand) | 824 | 589 | -58.9 | 0 | 0 |  | 1 | TRUE | wye
194 | THOM20 (Demand) | 788 | 0 | 0 | 0 | 0 |  | 1 | TRUE | wye
195 | THUR20 (Demand) | 793 | 46 | -4.6 | 0 | 0 |  | 1 | TRUE | wye
196 | TILB20 (Demand) | 712 | 33 | -3.3 | 0 | 0 |  | 1 | TRUE | wye
197 | TILB40 (Demand) | 712 | 22 | -2.2 | 0 | 0 |  | 1 | TRUE | wye
198 | TINP2A (Demand) | 834 | -20 | 2 | 0 | 0 |  | 1 | TRUE | wye
199 | TINP2B (Demand) | 834 | 84 | -8.4 | 0 | 0 |  | 1 | TRUE | wye
200 | TODP20 (Demand) | 796 | -4 | 0.4 | 0 | 0 |  | 1 | TRUE | wye
201 | TOTT20 (Demand) | 704 | 35 | -3.5 | 0 | 0 |  | 1 | TRUE | wye
202 | TRAW20 (Demand) | 644 | 56 | -5.6 | 0 | 0 |  | 1 | TRUE | wye
203 | TYNE20 (Demand) | 848 | 542 | -54.2 | 0 | 0 |  | 1 | TRUE | wye
204 | UPPB21 (Demand) | 383 | 27 | -2.7 | 0 | 0 |  | 1 | TRUE | wye
205 | UPPB22 (Demand) | 416 | 82 | -8.2 | 0 | 0 |  | 1 | TRUE | wye
206 | USKM20 (Demand) | 683 | 304 | -30.4 | 0 | 0 |  | 1 | TRUE | wye
207 | WALH40 (Demand) | 92 | 40 | -4 | 0 | 0 |  | 1 | TRUE | wye
208 | WALP40_EME (Demand) | 572 | 15 | -1.5 | 0 | 0 |  | 1 | TRUE | wye
209 | WALP40_EPN (Demand) | 572 | 111 | -11.1 | 0 | 0 |  | 1 | TRUE | wye
210 | WARL20 (Demand) | 640 | 35 | -3.5 | 0 | 0 |  | 1 | TRUE | wye
211 | WASF2A (Demand) | 470 | 109 | -10.9 | 0 | 0 |  | 1 | TRUE | wye
212 | WASF2B (Demand) | 477 | 95 | -9.5 | 0 | 0 |  | 1 | TRUE | wye
213 | WATS2A (Demand) | 579 | 49 | -4.9 | 0 | 0 |  | 1 | TRUE | wye
214 | WATS2B (Demand) | 579 | 22 | -2.2 | 0 | 0 |  | 1 | TRUE | wye
215 | WBOL20 (Demand) | 802 | 72 | -7.2 | 0 | 0 |  | 1 | TRUE | wye
216 | WBUR40 (Demand) | 723 | 602 | -60.2 | 0 | 0 |  | 1 | TRUE | wye
217 | WHAM40 (Demand) | 698 | 9 | -0.9 | 0 | 0 |  | 1 | TRUE | wye
218 | WHGA20 (Demand) | 707 | 63 | -6.3 | 0 | 0 |  | 1 | TRUE | wye
219 | WHSO20 (Demand) | 820 | -4 | 0.4 | 0 | 0 |  | 1 | TRUE | wye
220 | WIBA20 (Demand) | 841 | 46 | -4.6 | 0 | 0 |  | 1 | TRUE | wye
221 | WIEN2A (Demand) | 498 | 80 | -8 | 0 | 0 |  | 1 | TRUE | wye
222 | WIEN2B (Demand) | 450 | 308 | -30.8 | 0 | 0 |  | 1 | TRUE | wye
223 | WILE20 (Demand) | 158 | 0 | 0 | 0 | 0 |  | 1 | TRUE | wye
224 | WILE40 (Demand) | 158 | -14 | 1.4 | 0 | 0 |  | 1 | TRUE | wye
225 | WIMB20 (Demand) | 663 | 16 | -1.6 | 0 | 0 |  | 1 | TRUE | wye
226 | WISD20_EPN (Demand) | 806 | 41 | -4.1 | 0 | 0 |  | 1 | TRUE | wye
227 | WISD20_LPN (Demand) | 806 | 41 | -4.1 | 0 | 0 |  | 1 | TRUE | wye
228 | WISD20_SEP (Demand) | 806 | -11 | 1.1 | 0 | 0 |  | 1 | TRUE | wye
229 | WMEL20 (Demand) | 739 | 31 | -3.1 | 0 | 0 |  | 1 | TRUE | wye
230 | WTHU4A (Demand) | 144 | 534 | -53.4 | 0 | 0 |  | 1 | TRUE | wye
231 | WTHU4B (Demand) | 125 | 782 | -78.2 | 0 | 0 |  | 1 | TRUE | wye
232 | WWEY20 (Demand) | 787 | 98 | -9.8 | 0 | 0 |  | 1 | TRUE | wye
233 | WYLF40 (Demand) | 705 | 56 | -5.6 | 0 | 0 |  | 1 | TRUE | wye
234 | WYMO40 (Demand) | 558 | 52 | -5.2 | 0 | 0 |  | 1 | TRUE | wye

## sgen
| name | bus | p_mw | q_mvar | sn_mva | scaling | in_service | type | current_source | max_p_mw
0 | Nemo Link (NEMO LINK LIMITED) | 43 | 1020 | 0 |  | 0.92184 | TRUE | Interconnector | TRUE | 1020
1 | Britned (BRITNED DEVELOPMENT LIMITED) | 299 | 1200 | 0 |  | 0.92184 | TRUE | Interconnector | TRUE | 1200
2 | East West Interconnector (EIRGRID INTERCONNECTOR DESIGNATED ACTIVITY COMPANY) | 14 | 505 | 0 |  | 0.92184 | TRUE | Interconnector | TRUE | 505
3 | ElecLink (ELECLINK LIMITED) | 65 | 1000 | 0 |  | 0.92184 | TRUE | Interconnector | TRUE | 1000
4 | IFA Interconnector (NATIONAL GRID INTERCONNECTORS LIMITED) | 65 | 1988 | 0 |  | 0.92184 | TRUE | Interconnector | TRUE | 1988
5 | NS Link (NATIONAL GRID NORTH SEA LINK LIMITED) | 54 | 1400 | 0 |  | 0.92184 | TRUE | Interconnector | TRUE | 1400
6 | IFA2 Interconnector (NATIONAL GRID IFA 2 LIMITED) | 212 | 1100 | 0 |  | 0.92184 | TRUE | Interconnector | TRUE | 1100
7 | Isle of Man Interconnector (MANX UTILITIES) | 339 | 74 | 0 |  | 0.92184 | TRUE | Interconnector | TRUE | 74
8 | Galloper Wind Farm (GALLOPER WIND FARM LIMITED) | 615 | 164.8 | 0 |  | 0.92184 | TRUE | Wind | TRUE | 348
9 | Rampion Extension Offshore Wind Farm (RAMPION EXTENSION DEVELOPMENT LIMITED) | 187 | 568.4 | 0 |  | 0.92184 | TRUE | Wind | TRUE | 1200
10 | Cilfynydd Grid Stability Services (WP GRID SERVICES 18 LIMITED) | 184 | 0 | 0 |  | 0.92184 | TRUE | Other | TRUE | 0
11 | Rampion Offshore Wind Farm (RAMPION OFFSHORE WIND LIMITED) | 187 | 189.5 | 0 |  | 0.92184 | TRUE | Wind | TRUE | 400
12 | Hornsea Power Station 3 *Stage: 2.0* (ORSTED HORNSEA PROJECT THREE (UK) LIMITED) | 29 | 355.3 | 0 |  | 0.92184 | TRUE | Wind | TRUE | 750
13 | Hornsea Power Station 3 *Stage: 1.0* (ORSTED HORNSEA PROJECT THREE (UK) LIMITED) | 29 | 1065.8 | 0 |  | 0.92184 | TRUE | Wind | TRUE | 2250
14 | Hornsea Power Station 2C (SONNINGMAY WIND LIMITED) | 102 | 208.4 | 0 |  | 0.92184 | TRUE | Wind | TRUE | 440
15 | Robin Rigg East Offshore Wind Farm (RWE RENEWABLES UK ROBIN RIGG EAST LIMITED) | 593 | 40.7 | 0 |  | 0.92184 | TRUE | Wind | TRUE | 86
16 | Robin Rigg West Offshore Wind Farm (RWE RENEWABLES UK ROBIN RIGG WEST LIMITED) | 593 | 43.6 | 0 |  | 0.92184 | TRUE | Wind | TRUE | 92
17 | Hornsea Power Station 2B (SOUNDMARK WIND LIMITED) | 102 | 208.4 | 0 |  | 0.92184 | TRUE | Wind | TRUE | 440
18 | Hornsea Power Station 2A (BREESEA LIMITED) | 102 | 208.4 | 0 |  | 0.92184 | TRUE | Wind | TRUE | 440
19 | Hornsea Power Station 1C (HORNSEA 1 LIMITED) | 102 | 189.5 | 0 |  | 0.92184 | TRUE | Wind | TRUE | 400
20 | Race Bank Wind Farm (RACE BANK WIND FARM LIMITED) | 50 | 267.6 | 0 |  | 0.92184 | TRUE | Wind | TRUE | 565
21 | Scira-Dudgeon Extension *Stage: 1.0* (EQUINOR NEW ENERGY LIMITED) | 29 | 340.6 | 0 |  | 0.92184 | TRUE | Wind | TRUE | 719
22 | Hornsea Power Station 1B (HORNSEA 1 LIMITED) | 102 | 189.5 | 0 |  | 0.92184 | TRUE | Wind | TRUE | 400
23 | Sellindge Grid Stability Services (SELLINDGE GRID SERVICES LIMITED) | 65 | 0 | 0 |  | 0.92184 | TRUE | Other | TRUE | 0
24 | Burbo Bank Extension Offshore Wind Farm (BURBO EXTENSION LTD) | 200 | 122.2 | 0 |  | 0.92184 | TRUE | Wind | TRUE | 258
25 | Sheringham Shoal Offshore Wind Farm (SCIRA OFFSHORE ENERGY LIMITED) | 580 | 149.2 | 0 |  | 0.92184 | TRUE | Wind | TRUE | 315
26 | Hornsea Power Station 4 *Stage: 1.0* (ORSTED HORNSEA PROJECT FOUR LIMITED) | 38 | 710.5 | 0 |  | 0.92184 | TRUE | Wind | TRUE | 1500
27 | Icewind Hinkley Point (Hecate Offshore Wind Limited) | 295 | 473.7 | 0 |  | 0.92184 | TRUE | Wind | TRUE | 1000
28 | Hornsea Power Station 4 *Stage: 2.0* (ORSTED HORNSEA PROJECT FOUR LIMITED) | 38 | 521 | 0 |  | 0.92184 | TRUE | Wind | TRUE | 1100
29 | East Anglia Two (EAST ANGLIA TWO LIMITED) | 60 | 407.4 | 0 |  | 0.92184 | TRUE | Wind | TRUE | 860
30 | East Anglia Three *Stage: 2.0* (EAST ANGLIA THREE LIMITED) | 7 | 47.4 | 0 |  | 0.92184 | TRUE | Wind | TRUE | 100
31 | East Anglia Three *Stage: 1.0* (EAST ANGLIA THREE LIMITED) | 7 | 568.4 | 0 |  | 0.92184 | TRUE | Wind | TRUE | 1200
32 | East Anglia One North (EAST ANGLIA ONE LIMITED) | 60 | 407.4 | 0 |  | 0.92184 | TRUE | Wind | TRUE | 860
33 | East Anglia One (EAST ANGLIA ONE LIMITED) | 60 | 322.1 | 0 |  | 0.92184 | TRUE | Wind | TRUE | 680
34 | Dudgeon Offshore Wind Farm (DUDGEON OFFSHORE WIND LIMITED) | 3 | 189.5 | 0 |  | 0.92184 | TRUE | Wind | TRUE | 400
35 | Lincs Offshore Wind Farm (LINCS WIND FARM LIMITED) | 50 | 125.5 | 0 |  | 0.92184 | TRUE | Wind | TRUE | 265
36 | Lister Drive 275kV (LISTER DRIVE SOLUTIONS LIMITED) | 501 | 0 | 0 |  | 0.92184 | TRUE | Other | TRUE | 0
37 | Codling Park Wind Farm (CODLING WIND PARK III LIMITED) | 28 | 473.7 | 0 |  | 0.92184 | TRUE | Wind | TRUE | 1000
38 | London Array Offshore Wind Farm (LONDON ARRAY LIMITED) | 118 | 298.4 | 0 |  | 0.92184 | TRUE | Wind | TRUE | 630
39 | Dogger Bank Project A (DOGGERBANK OFFSHORE WIND FARM PROJECT 1 PROJCO LIMITED) | 38 | 568.4 | 0 |  | 0.92184 | TRUE | Wind | TRUE | 1200
40 | Dogger Bank Project 4 (Dogger Bank B) (DOGGERBANK OFFSHORE WIND FARM PROJECT 2 PROJCO LIMITED) | 38 | 568.4 | 0 |  | 0.92184 | TRUE | Wind | TRUE | 1200
41 | Erebus (BLUE GEM WIND LIMITED) | 664 | 43.1 | 0 |  | 0.92184 | TRUE | Wind | TRUE | 91
42 | Merlin Offshore Wind Farm (OFFSHORE WIND LIMITED) | 27 | 142.1 | 0 |  | 0.92184 | TRUE | Wind | TRUE | 300
43 | Ormonde Offshore Wind Farm (ORMONDE ENERGY LIMITED) | 675 | 71.1 | 0 |  | 0.92184 | TRUE | Wind | TRUE | 150
44 | Peak Gen Makro Exeter (PEAK GEN POWER 14 LIMITED) | 768 | 9.5 | 0 |  | 0.92184 | TRUE | Other | TRUE | 20
45 | Sofia Offshore Wind Farm *Stage: 1.0* (SOFIA OFFSHORE WIND FARM LIMITED) | 38 | 62.5 | 0 |  | 0.92184 | TRUE | Wind | TRUE | 132
46 | Humber Gateway Offshore Wind Farm (RWE RENEWABLES UK HUMBER WIND LIMITED) | 436 | 104.2 | 0 |  | 0.92184 | TRUE | Wind | TRUE | 220
47 | Dogger Bank Project C (DOGGERBANK OFFSHORE WIND FARM PROJECT 3 PROJCO LIMITED) | 101 | 568.4 | 0 |  | 0.92184 | TRUE | Wind | TRUE | 1200
48 | Sofia Offshore Wind Farm *Stage: 2.0* (SOFIA OFFSHORE WIND FARM LIMITED) | 38 | 562.7 | 0 |  | 0.92184 | TRUE | Wind | TRUE | 1188
49 | Hornsea Power Station 1A (HORNSEA 1 LIMITED) | 102 | 189.5 | 0 |  | 0.92184 | TRUE | Wind | TRUE | 400
50 | Walney 4 Offshore Wind Farm (WALNEY EXTENSION LIMITED) | 100 | 156.3 | 0 |  | 0.92184 | TRUE | Wind | TRUE | 330
51 | Walney 3 Offshore Wind Farm (WALNEY EXTENSION LIMITED) | 100 | 156.3 | 0 |  | 0.92184 | TRUE | Wind | TRUE | 330
52 | Walney I Offshore Wind Farm (WALNEY (UK) OFFSHORE WINDFARMS LIMITED) | 100 | 86.2 | 0 |  | 0.92184 | TRUE | Wind | TRUE | 182
53 | Vanguard East *Stage: 2.0* (Norfolk Vanguard East Ltd) | 3 | 435.8 | 0 |  | 0.92184 | TRUE | Wind | TRUE | 920
54 | Vanguard East *Stage: 1.0* (Norfolk Vanguard East Ltd) | 3 | 189.5 | 0 |  | 0.92184 | TRUE | Wind | TRUE | 400
55 | Vanguard (NORFOLK VANGUARD LIMITED) | 3 | 625.3 | 0 |  | 0.92184 | TRUE | Wind | TRUE | 1320
56 | Walpole Grid Services Facility (Conrad (Walpole) Limited) | 50 | 0 | 0 |  | 0.92184 | TRUE | Other | TRUE | 0
57 | Triton Knoll Offshore Wind Farm (TRITON KNOLL OFFSHORE WIND FARM LIMITED) | 34 | 390.3 | 0 |  | 0.92184 | TRUE | Wind | TRUE | 824
58 | Gwynt Y Mor Offshore Wind Farm (GWYNT Y MOR OFFSHORE WIND FARM LIMITED) | 200 | 271.9 | 0 |  | 0.92184 | TRUE | Wind | TRUE | 574
59 | TINZ Project Nene 1 (Landulph) (TINZ PROGRAMME 3 PROJECTCO 1 LIMITED) | 0 | 0.5 | 0 |  | 0.92184 | TRUE | Other | TRUE | 1
60 | TINZ Nene 4 (Richborough) (TINZ PROGRAMME 3 PROJECTCO 4 LIMITED) | 43 | 0 | 0 |  | 0.92184 | TRUE | Other | TRUE | 0
61 | Westermost Rough Offshore Wind Farm (WESTERMOST ROUGH LIMITED) | 436 | 97.8 | 0 |  | 0.92184 | TRUE | Wind | TRUE | 206.5
62 | West of Duddon Sands Offshore Wind Farm (MORECAMBE WIND LIMITED) | 323 | 180.9 | 0 |  | 0.92184 | TRUE | Wind | TRUE | 382
63 | Greater Gabbard Offshore Wind Farm (GREATER GABBARD OFFSHORE WINDS LIMITED) | 615 | 236.8 | 0 |  | 0.92184 | TRUE | Wind | TRUE | 500
64 | Tamar-Richborough (TI PROJECTCO 2 LIMITED) | 43 | 0 | 0 |  | 0.92184 | TRUE | Other | TRUE | 0
65 | Tamar-Landulph (TI PROJECTCO 1 LIMITED) | 0 | 0 | 0 |  | 0.92184 | TRUE | Other | TRUE | 0
66 | Thanet Offshore Wind Farm (THANET OFFSHORE WIND LIMITED) | 625 | 142.1 | 0 |  | 0.92184 | TRUE | Wind | TRUE | 300
67 | Tamar-Hartmoor (TI PROJECTCO 3 LIMITED) | 396 | 0 | 0 |  | 0.92184 | TRUE | Other | TRUE | 0
68 | Alverdiscott (XLINKS 1 LTD) | 27 | 852.6 | 0 |  | 0.92184 | TRUE | Wind | TRUE | 1800
69 | Awel Y Mor Extension *Stage: 1.0* (AWEL Y MOR OFFSHORE WIND FARM LIMITED) | 200 | 271.9 | 0 |  | 0.92184 | TRUE | Wind | TRUE | 574
70 | Awel Y Mor Extension *Stage: 2.0* (AWEL Y MOR OFFSHORE WIND FARM LIMITED) | 200 | 249.2 | 0 |  | 0.92184 | TRUE | Wind | TRUE | 526
71 | Swansea Greener Grid Park - Connection 2 (Swansea Grid Solutions Limited) | 80 | 0 | 0 |  | 0.92184 | TRUE | BESS / Energy Park | TRUE | 0
72 | Gunfleet Sands II Offshore Wind Farm (Gunfleet Sands II Ltd) | 661 | 30.3 | 0 |  | 0.92184 | TRUE | Wind | TRUE | 64
73 | Walney II Offshore Wind Farm (WALNEY (UK) OFFSHORE WINDFARMS LIMITED) | 100 | 86.2 | 0 |  | 0.92184 | TRUE | Wind | TRUE | 182
74 | Barrow Offshore Wind Farm (BARROW OFFSHORE WIND LIMITED) | 593 | 42.6 | 0 |  | 0.92184 | TRUE | Wind | TRUE | 90
75 | Gunfleet Sands Offshore Wind Farm (GUNFLEET SANDS LIMITED) | 661 | 47.3 | 0 |  | 0.92184 | TRUE | Wind | TRUE | 99.9
76 | Menter Mon Morlais Anglesey Marine Energy *Stage: 1.0* (MENTER MON CYF) | 676 | 0 | 0 |  | 0.92184 | TRUE | Hydro/Pump/Tidal | TRUE | 40
77 | Port of Mostyn (MOSTYN SEAPOWER LIMITED) | 14 | 0 | 0 |  | 0.92184 | TRUE | Hydro/Pump/Tidal | TRUE | 210
78 | Cwm Dyli (RWE GENERATION UK PLC) | 362 | 0 | 0 |  | 0.92184 | TRUE | Hydro/Pump/Tidal | TRUE | 10
79 | Dolgarrog (RWE GENERATION UK PLC) | 592 | 0 | 0 |  | 0.92184 | TRUE | Hydro/Pump/Tidal | TRUE | 39
80 | Hinkley Point C *Stage: 1.0* (EDF ENERGY NUCLEAR GENERATION LIMITED) | 295 | 0 | 0 |  | 0.92184 | TRUE | Nuclear | TRUE | 1670
81 | Hinkley Point B (EDF ENERGY NUCLEAR GENERATION LIMITED) | 295 | 0 | 0 |  | 0.92184 | TRUE | Nuclear | TRUE | 1061
82 | Heysham Power Station (EDF ENERGY NUCLEAR GENERATION LIMITED) | 675 | 0 | 0 |  | 0.92184 | TRUE | Nuclear | TRUE | 2388
83 | Hinkley Point C *Stage: 2.0* (EDF ENERGY NUCLEAR GENERATION LIMITED) | 295 | 0 | 0 |  | 0.92184 | TRUE | Nuclear | TRUE | 1670
84 | Sizewell B (EDF ENERGY NUCLEAR GENERATION LIMITED) | 534 | 0 | 0 |  | 0.92184 | TRUE | Nuclear | TRUE | 1230
85 | Hartlepool (EDF ENERGY NUCLEAR GENERATION LIMITED) | 433 | 0 | 0 |  | 0.92184 | TRUE | Nuclear | TRUE | 1207
86 | Gwynt Alwen WF (WIND 2 LIMITED) | 644 | 0 | 0 |  | 0.92184 | TRUE | Wind | TRUE | 108
87 | Moelfre Energy Park (MOELFRE ENERGY PARK LIMITED) | 200 | 0 | 0 |  | 0.92184 | TRUE | Wind | TRUE | 158.4
88 | Nant Aman (NANT AMAN ENERGY PARK LIMITED) | 202 | 0 | 0 |  | 0.92184 | TRUE | Wind | TRUE | 143
89 | Lan Fawr Energy Park (LAN FAWR ENERGY PARK LIMITED) | 80 | 0 | 0 |  | 0.92184 | TRUE | Wind | TRUE | 246.4
90 | Nant Ceiment Energy Park (NANT CEIMENT ENERGY PARK LIMITED) | 80 | 0 | 0 |  | 0.92184 | TRUE | Wind | TRUE | 88.4
91 | Little Hill (BRYN GILWERN ENERGY PARK LIMITED) | 80 | 0 | 0 |  | 0.92184 | TRUE | Wind | TRUE | 74.9
92 | Eppynt Common (GARREG FAWR ENERGY PARK LIMITED) | 80 | 0 | 0 |  | 0.92184 | TRUE | Wind | TRUE | 189.5
93 | Bryn Glas Energy Park (Bryn Glas Energy Park Limited) | 80 | 0 | 0 |  | 0.92184 | TRUE | Wind | TRUE | 159
94 | Builth Wells (ABEREDW ENERGY PARK LIMITED) | 80 | 0 | 0 |  | 0.92184 | TRUE | Wind | TRUE | 133
95 | Fron Goch (NANT MITHIL ENERGY PARK LIMITED) | 80 | 0 | 0 |  | 0.92184 | TRUE | Wind | TRUE | 252.7
96 | Tarenni (TARENNI ENERGY PARK LIMITED) | 202 | 0 | 0 |  | 0.92184 | TRUE | Wind | TRUE | 188
97 | Goole Fields Wind Farm (RWE RENEWABLES UK SWINDON LIMITED) | 17 | 0 | 0 |  | 0.92184 | TRUE | Wind | TRUE | 32
98 | Pen Y Cymoedd Wind Farm (PEN Y CYMOEDD WIND FARM LIMITED) | 202 | 0 | 0 |  | 0.92184 | TRUE | Wind | TRUE | 228
99 | Twyn Hywel Cillfynydd (Twyn Hywel Energy Park Ltd) | 184 | 0 | 0 |  | 0.92184 | TRUE | Wind | TRUE | 160
100 | BlaenCothi Energy Park (BLAENCOTHI ENERGY PARK LIMITED) | 80 | 0 | 0 |  | 0.92184 | TRUE | Wind | TRUE | 145
101 | CPG Power (ESB ASSET DEVELOPMENT UK LIMITED) | 112 | 0 | 0 |  | 0.92184 | TRUE | CCGT/CHP/Biomass | TRUE | 49.9
102 | Kirkby *Stage: 1.0* (HD001KIR LTD) | 423 | 0 | 0 |  | 0.92184 | TRUE | CCGT/CHP/Biomass | TRUE | 49.9
103 | Peak Gen Fareham (PEAK GEN POWER 13 LIMITED) | 669 | 0 | 0 |  | 0.92184 | TRUE | CCGT/CHP/Biomass | TRUE | 21
104 | Grain South Power Station (Grain South Power Limited) | 604 | 0 | 0 |  | 0.92184 | TRUE | CCGT/CHP/Biomass | TRUE | 49.99
105 | Grain North Power Station (GRAIN NORTH POWER LIMITED) | 604 | 0 | 0 |  | 0.92184 | TRUE | CCGT/CHP/Biomass | TRUE | 49.99
106 | Chatterley (CONRAD (CHATTERLEY) LIMITED) | 560 | 0 | 0 |  | 0.92184 | TRUE | CCGT/CHP/Biomass | TRUE | 20
107 | Middlewich BEGA (CONRAD (MIDDLEWICH) LIMITED) | 553 | 0 | 0 |  | 0.92184 | TRUE | CCGT/CHP/Biomass | TRUE | 20
108 | VPI Immingham B OCGT (VPI IMMINGHAM B LIMITED) | 170 | 0 | 0 |  | 0.92184 | TRUE | CCGT/CHP/Biomass | TRUE | 299
109 | Peak Gen Llandarcy (PEAK GEN POWER 5 LIMITED) | 80 | 0 | 0 |  | 0.92184 | TRUE | CCGT/CHP/Biomass | TRUE | 21
110 | Peak Gen Southampton (W4B RENEWABLE ENERGY LIMITED) | 669 | 0 | 0 |  | 0.92184 | TRUE | CCGT/CHP/Biomass | TRUE | 24
111 | Tilbury (TILBURY GREEN POWER LIMITED) | 542 | 0 | 0 |  | 0.92184 | TRUE | CCGT/CHP/Biomass | TRUE | 43
112 | Burwell (ENERGY POWER RESOURCES LIMITED) | 765 | 0 | 0 |  | 0.92184 | TRUE | CCGT/CHP/Biomass | TRUE | 38
113 | Glanford (EPR GLANFORD LIMITED) | 655 | 0 | 0 |  | 0.92184 | TRUE | CCGT/CHP/Biomass | TRUE | 15
114 | Holyhead *Stage: 1.0* (Recell Energy Bloom Developments Limited) | 676 | 0 | 0 |  | 0.92184 | TRUE | CCGT/CHP/Biomass | TRUE | 150
115 | Drax (Biomass) (DRAX POWER LIMITED) | 17 | 0 | 0 |  | 0.92184 | TRUE | CCGT/CHP/Biomass | TRUE | 1905
116 | Holyhead *Stage: 2.0* (Recell Energy Bloom Developments Limited) | 676 | 0 | 0 |  | 0.92184 | TRUE | CCGT/CHP/Biomass | TRUE | 60
117 | Tees Renewable Energy Plant (MGT TEESSIDE LIMITED) | 361 | 0 | 0 |  | 0.92184 | TRUE | CCGT/CHP/Biomass | TRUE | 285
118 | Thetford (EPR THETFORD LIMITED) | 7 | 0 | 0 |  | 0.92184 | TRUE | CCGT/CHP/Biomass | TRUE | 41
119 | Lynemouth Power Station (LYNEMOUTH POWER LIMITED) | 546 | 0 | 0 |  | 0.92184 | TRUE | CCGT/CHP/Biomass | TRUE | 396
120 | Kemsley (GROVEHURST ENERGY LIMITED) | 578 | 0 | 0 |  | 0.92184 | TRUE | CCGT/CHP/Biomass | TRUE | 35.8
121 | Huntworth (UK POWER RESERVE LIMITED) | 718 | 0 | 0 |  | 0.92184 | TRUE | CCGT/CHP/Biomass | TRUE | 10
122 | Keadby II (KEADBY GENERATION LIMITED) | 36 | 0 | 0 |  | 0.92184 | TRUE | CCGT/CHP/Biomass | TRUE | 893
123 | JG Pears *Stage: 2.0* (JG PEARS GRID CONNECTION LIMITED) | 526 | 0 | 0 |  | 0.92184 | TRUE | CCGT/CHP/Biomass | TRUE | 17
124 | Hirwaun Power Station (HIRWAUN POWER LIMITED) | 202 | 0 | 0 |  | 0.92184 | TRUE | CCGT/CHP/Biomass | TRUE | 299
125 | Green Frog at Lester Way (VIRIDIS 178 LIMITED) | 543 | 0 | 0 |  | 0.92184 | TRUE | CCGT/CHP/Biomass | TRUE | 12
126 | JG Pears *Stage: 1.0* (JG PEARS GRID CONNECTION LIMITED) | 526 | 0 | 0 |  | 0.92184 | TRUE | CCGT/CHP/Biomass | TRUE | 13
127 | Keadby (KEADBY GENERATION LIMITED) | 36 | 0 | 0 |  | 0.92184 | TRUE | CCGT/CHP/Biomass | TRUE | 755
128 | Indian Queens (INDIAN QUEENS POWER LIMITED) | 188 | 0 | 0 |  | 0.92184 | TRUE | CCGT/CHP/Biomass | TRUE | 140
129 | Immingham (VPI IMMINGHAM LLP) | 170 | 0 | 0 |  | 0.92184 | TRUE | CCGT/CHP/Biomass | TRUE | 1218
130 | Keadby 3 (KEADBY GENERATION LIMITED) | 36 | 0 | 0 |  | 0.92184 | TRUE | CCGT/CHP/Biomass | TRUE | 910
131 | Killingholme *Stage: 1.0* (UNIPER UK LIMITED) | 102 | 0 | 0 |  | 0.92184 | TRUE | CCGT/CHP/Biomass | TRUE | 600
132 | Pembroke Power Station (RWE GENERATION UK PLC) | 179 | 0 | 0 |  | 0.92184 | TRUE | CCGT/CHP/Biomass | TRUE | 2199
133 | Kings Lynn A (RWE GENERATION UK PLC) | 572 | 0 | 0 |  | 0.92184 | TRUE | CCGT/CHP/Biomass | TRUE | 395
134 | Sevington (UK POWER RESERVE LIMITED) | 565 | 0 | 0 |  | 0.92184 | TRUE | CCGT/CHP/Biomass | TRUE | 10
135 | SHBEC (EP SHB LIMITED) | 84 | 0 | 0 |  | 0.92184 | TRUE | Other | TRUE | 83
136 | Shoreham (VPI POWER LIMITED) | 187 | 0 | 0 |  | 0.92184 | TRUE | CCGT/CHP/Biomass | TRUE | 420
137 | Shoreham *Stage: 1.0* (VPI POWER LIMITED) | 187 | 0 | 0 |  | 0.92184 | TRUE | CCGT/CHP/Biomass | TRUE | 460
138 | Shoreham *Stage: 2.0* (VPI POWER LIMITED) | 187 | 0 | 0 |  | 0.92184 | TRUE | CCGT/CHP/Biomass | TRUE | -40
139 | Solutia (UK POWER RESERVE LIMITED) | 607 | 0 | 0 |  | 0.92184 | TRUE | CCGT/CHP/Biomass | TRUE | 10
140 | South Humber Bank (EP SHB LIMITED) | 84 | 0 | 0 |  | 0.92184 | TRUE | CCGT/CHP/Biomass | TRUE | 1365
141 | Spalding (SPALDING ENERGY COMPANY LTD) | 322 | 0 | 0 |  | 0.92184 | TRUE | CCGT/CHP/Biomass | TRUE | 950
142 | Staythorpe C (RWE GENERATION UK PLC) | 51 | 0 | 0 |  | 0.92184 | TRUE | CCGT/CHP/Biomass | TRUE | 1752
143 | Sutton Bridge (SUTTON BRIDGE POWER GENERATION) | 50 | 0 | 0 |  | 0.92184 | TRUE | CCGT/CHP/Biomass | TRUE | 850
144 | Taylors Lane (UNIPER UK LIMITED) | 577 | 0 | 0 |  | 0.92184 | TRUE | CCGT/CHP/Biomass | TRUE | 140
145 | Trafford Power *Stage: 1.0* (WAINSTONES ENERGY LIMITED) | 112 | 0 | 0 |  | 0.92184 | TRUE | CCGT/CHP/Biomass | TRUE | 1040
146 | Water Lane (VIRIDIS 178 LIMITED) | 768 | 0 | 0 |  | 0.92184 | TRUE | CCGT/CHP/Biomass | TRUE | 20.88
147 | West Burton B (WEST BURTON B LIMITED) | 106 | 0 | 0 |  | 0.92184 | TRUE | CCGT/CHP/Biomass | TRUE | 1333
148 | Wilton (SEMBCORP UTILITIES (UK) LIMITED) | 476 | 0 | 0 |  | 0.92184 | TRUE | CCGT/CHP/Biomass | TRUE | 141
149 | Derwent (UK UTILITY RESERVE LIMITED)_2 | 585 | 0 | 0 |  | 0.92184 | TRUE | CCGT/CHP/Biomass | TRUE | 162
150 | Immingham (VPI IMMINGHAM LLP)_2 | 170 | 0 | 0 |  | 0.92184 | TRUE | CCGT/CHP/Biomass | TRUE | 50
151 | Keadby (KEADBY GENERATION LIMITED)_2 | 36 | 0 | 0 |  | 0.92184 | TRUE | CCGT/CHP/Biomass | TRUE | 155
152 | Medway Power Station (MEDWAY POWER LIMITED)_2 | 299 | 0 | 0 |  | 0.92184 | TRUE | CCGT/CHP/Biomass | TRUE | 175
153 | Severn Power (SEVERN POWER LIMITED) | 429 | 0 | 0 |  | 0.92184 | TRUE | CCGT/CHP/Biomass | TRUE | 850
154 | Killingholme *Stage: 2.0* (UNIPER UK LIMITED) | 102 | 0 | 0 |  | 0.92184 | TRUE | CCGT/CHP/Biomass | TRUE | 19
155 | Sellafield (NUCLEAR DECOMMISSIONING AUTHORITY) | 582 | 0 | 0 |  | 0.92184 | TRUE | Nuclear | TRUE | 155
156 | Saltend (Saltend Cogeneration Company Ltd) | 430 | 0 | 0 |  | 0.92184 | TRUE | CCGT/CHP/Biomass | TRUE | 1100
157 | Langage (EP LANGAGE LIMITED) | 313 | 0 | 0 |  | 0.92184 | TRUE | CCGT/CHP/Biomass | TRUE | 905
158 | Little Barford (RWE GENERATION UK PLC) | 47 | 0 | 0 |  | 0.92184 | TRUE | CCGT/CHP/Biomass | TRUE | 740
159 | Lynes Common (RWE COGEN UK (HYTHE) LIMITED) | 145 | 0 | 0 |  | 0.92184 | TRUE | CCGT/CHP/Biomass | TRUE | 49.9
160 | Marchwood (MARCHWOOD POWER LIMITED) | 67 | 0 | 0 |  | 0.92184 | TRUE | CCGT/CHP/Biomass | TRUE | 920
161 | Medway Power Station (MEDWAY POWER LIMITED) | 299 | 0 | 0 |  | 0.92184 | TRUE | CCGT/CHP/Biomass | TRUE | 735
162 | Millbrook Power (MILLBROOK POWER LIMITED) | 81 | 0 | 0 |  | 0.92184 | TRUE | CCGT/CHP/Biomass | TRUE | 299
163 | Net Zero Teesside Power Project (NET ZERO TEESSIDE POWER LIMITED) | 398 | 0 | 0 |  | 0.92184 | TRUE | CCGT/CHP/Biomass | TRUE | 860
164 | North Killingholme Power Project (C.GEN KILLINGHOLME LIMITED) | 102 | 0 | 0 |  | 0.92184 | TRUE | CCGT/CHP/Biomass | TRUE | 540
165 | Norwich (ASHGREEN ENERGY FARM LIMITED) | 580 | 0 | 0 |  | 0.92184 | TRUE | CCGT/CHP/Biomass | TRUE | 49.5
166 | Green frog @ The Drove (VIRIDIS 178 LIMITED) | 174 | 0 | 0 |  | 0.92184 | TRUE | CCGT/CHP/Biomass | TRUE | 6
167 | Peterborough (RIVER NENE POWER LIMITED) | 572 | 0 | 0 |  | 0.92184 | TRUE | CCGT/CHP/Biomass | TRUE | 245
168 | Plymouth Main (VIRIDIS 178 LIMITED) | 536 | 0 | 0 |  | 0.92184 | TRUE | CCGT/CHP/Biomass | TRUE | 25.52
169 | Plymouth Rock (VIRIDIS 178 LIMITED) | 536 | 0 | 0 |  | 0.92184 | TRUE | CCGT/CHP/Biomass | TRUE | 15.08
170 | Powersite @ Drakelow (POWERSITE LTD) | 208 | 0 | 0 |  | 0.92184 | TRUE | CCGT/CHP/Biomass | TRUE | 380
171 | Ratcliffe EMERGE (UNIPER UK LIMITED) | 695 | 0 | 0 |  | 0.92184 | TRUE | Other | TRUE | 49.9
172 | Redditch (CINERGY GLOBAL POWER (UK) LIMITED) | 805 | 0 | 0 |  | 0.92184 | TRUE | CCGT/CHP/Biomass | TRUE | 29
173 | Redfield Road A (VIRIDIS 178 LIMITED) | 695 | 0 | 0 |  | 0.92184 | TRUE | CCGT/CHP/Biomass | TRUE | 20.88
174 | Rocksavage (ROCKSAVAGE POWER COMPANY LTD) | 45 | 0 | 0 |  | 0.92184 | TRUE | CCGT/CHP/Biomass | TRUE | 810
175 | Rye House (VPI POWER LIMITED) | 616 | 0 | 0 |  | 0.92184 | TRUE | CCGT/CHP/Biomass | TRUE | 715
176 | Seabank (SEABANK POWER LIMITED) | 11 | 0 | 0 |  | 0.92184 | TRUE | CCGT/CHP/Biomass | TRUE | 1234
177 | Green Frog @ Rake Lane (VIRIDIS 178 LIMITED) | 576 | 0 | 0 |  | 0.92184 | TRUE | CCGT/CHP/Biomass | TRUE | 21
178 | Abedare (UK POWER RESERVE LIMITED) | 647 | 0 | 0 |  | 0.92184 | TRUE | CCGT/CHP/Biomass | TRUE | 10
179 | Green Frog @ Letchworth (VIRIDIS 178 LIMITED) | 558 | 0 | 0 |  | 0.92184 | TRUE | CCGT/CHP/Biomass | TRUE | 15
180 | Didcot A GTs (RWE GENERATION UK PLC) | 223 | 0 | 0 |  | 0.92184 | TRUE | CCGT/CHP/Biomass | TRUE | 100
181 | Corby (CORBY POWER LIMITED) | 691 | 0 | 0 |  | 0.92184 | TRUE | CCGT/CHP/Biomass | TRUE | 401
182 | Derwent (UK UTILITY RESERVE LIMITED) | 585 | 0 | 0 |  | 0.92184 | TRUE | CCGT/CHP/Biomass | TRUE | 0
183 | Coryton (CORYTON ENERGY COMPANY LTD) | 15 | 0 | 0 |  | 0.92184 | TRUE | CCGT/CHP/Biomass | TRUE | 800
184 | Fawley CHP (ESSO PETROLEUM COMPANY LIMITED) | 145 | 0 | 0 |  | 0.92184 | TRUE | CCGT/CHP/Biomass | TRUE | 158
185 | Enfield (UNIPER UK LIMITED) | 721 | 0 | 0 |  | 0.92184 | TRUE | CCGT/CHP/Biomass | TRUE | 442
186 | Cheshire (RWE GENERATION UK PLC) | 405 | 0 | 0 |  | 0.92184 | TRUE | CCGT/CHP/Biomass | TRUE | 90
187 | Damhead Creek 2 (VPI POWER LIMITED) | 240 | 0 | 0 |  | 0.92184 | TRUE | CCGT/CHP/Biomass | TRUE | 1800
188 | Beech Street/City Road (CITIGEN (LONDON) LIMITED) | 559 | 0 | 0 |  | 0.92184 | TRUE | CCGT/CHP/Biomass | TRUE | 30
189 | Brigg (CBS ENERGY STORAGE ASSETS UK LIMITED) | 36 | 0 | 0 |  | 0.92184 | TRUE | CCGT/CHP/Biomass | TRUE | 99
190 | Carrington Power Station (CARRINGTON POWER LIMITED) | 553 | 0 | 0 |  | 0.92184 | TRUE | CCGT/CHP/Biomass | TRUE | 910
191 | Connahs Quay (UNIPER UK LIMITED) | 14 | 0 | 0 |  | 0.92184 | TRUE | CCGT/CHP/Biomass | TRUE | 1380
192 | Cowes (RWE GENERATION UK PLC) | 145 | 0 | 0 |  | 0.92184 | TRUE | CCGT/CHP/Biomass | TRUE | 140
193 | CDCL (UNIPER UK LIMITED) | 82 | 0 | 0 |  | 0.92184 | TRUE | CCGT/CHP/Biomass | TRUE | 445
194 | Damhead Creek (VPI POWER LIMITED) | 673 | 0 | 0 |  | 0.92184 | TRUE | CCGT/CHP/Biomass | TRUE | 812
195 | Green Frog @ Moorfield Drive (VIRIDIS 178 LIMITED) | 597 | 0 | 0 |  | 0.92184 | TRUE | CCGT/CHP/Biomass | TRUE | 21
196 | Barton Hill (VIRIDIS 178 LIMITED) | 626 | 0 | 0 |  | 0.92184 | TRUE | CCGT/CHP/Biomass | TRUE | 20.88
197 | Eggborough CCGT and BESS (EGGBOROUGH POWER LIMITED) | 83 | 0 | 0 |  | 0.92184 | TRUE | CCGT/CHP/Biomass | TRUE | 2450
198 | Chickerell (SSE GENERATION LIMITED) | 167 | 0 | 0 |  | 0.92184 | TRUE | CCGT/CHP/Biomass | TRUE | 47
199 | Grain (UNIPER UK LIMITED) | 299 | 0 | 0 |  | 0.92184 | TRUE | CCGT/CHP/Biomass | TRUE | 1517
200 | Great Yarmouth (RWE GENERATION UK PLC) | 580 | 0 | 0 |  | 0.92184 | TRUE | CCGT/CHP/Biomass | TRUE | 420
201 | Green Frog @ Alcoa (VIRIDIS 178 LIMITED) | 588 | 0 | 0 |  | 0.92184 | TRUE | CCGT/CHP/Biomass | TRUE | 40
202 | Green Frog @ Down Barn Farm (VIRIDIS 178 LIMITED) | 18 | 0 | 0 |  | 0.92184 | TRUE | CCGT/CHP/Biomass | TRUE | 20
203 | Green Frog @ Goose House Lane (VIRIDIS 178 LIMITED) | 581 | 0 | 0 |  | 0.92184 | TRUE | CCGT/CHP/Biomass | TRUE | 21
204 | Didcot B (RWE GENERATION UK PLC) | 223 | 0 | 0 |  | 0.92184 | TRUE | CCGT/CHP/Biomass | TRUE | 1475
205 | Ferrybridge D *Stage: 1.0* (KEADBY GENERATION LIMITED) | 392 | 0 | 0 |  | 0.92184 | TRUE | CCGT/CHP/Biomass | TRUE | 310
206 | Cellarhead 400kV Energy Storage (C & S ENERGY LIMITED) | 186 | 0 | 0 |  | 0.92184 | TRUE | BESS / Energy Park | TRUE | 300
207 | Rochdale BESS (Rochdale (BES) Ltd) | 510 | 0 | 0 |  | 0.92184 | TRUE | BESS / Energy Park | TRUE | 57
208 | Cellarhead Home Farm (ECODEV GROUP LTD) | 560 | 0 | 0 |  | 0.92184 | TRUE | BESS / Energy Park | TRUE | 280
209 | Capenhurst Tertiary Connection (HD888CAP LIMITED) | 405 | 0 | 0 |  | 0.92184 | TRUE | BESS / Energy Park | TRUE | 57
210 | Seabank (Tertiary) (PIVOTED POWER LLP) | 11 | 0 | 0 |  | 0.92184 | TRUE | BESS / Energy Park | TRUE | 49.9
211 | Sellindge (Tertiary) (PIVOTED POWER LLP) | 65 | 0 | 0 |  | 0.92184 | TRUE | BESS / Energy Park | TRUE | 49.9
212 | Capenhurst 275KV Substation (ZENOBE CAPENHURST LIMITED) | 405 | 0 | 0 |  | 0.92184 | TRUE | BESS / Energy Park | TRUE | 100
213 | Sheaf Energy (SHEAF ENERGY LIMITED) | 43 | 0 | 0 |  | 0.92184 | TRUE | BESS / Energy Park | TRUE | 249
214 | Bustleholme (PIVOTED POWER LLP) | 777 | 0 | 0 |  | 0.92184 | TRUE | BESS / Energy Park | TRUE | 49.9
215 | Burbo Bank Offshore Wind Farm (ORSTED BURBO (UK) LIMITED) | 336 | 0 | 0 |  | 0.92184 | TRUE | Wind | TRUE | 90
216 | Sizing John (Rainhill) *Stage: 1.0* (SIZING JOHN LIMITED) | 531 | 0 | 0 |  | 0.92184 | TRUE | BESS / Energy Park | TRUE | 57
217 | Sizing John (Rainhill) *Stage: 2.0* (SIZING JOHN LIMITED) | 531 | 0 | 0 |  | 0.92184 | TRUE | BESS / Energy Park | TRUE | 85.5
218 | Bumpers Farm BESS phase 2 (Harmony BF Ltd) | 689 | 0 | 0 |  | 0.92184 | TRUE | BESS / Energy Park | TRUE | 49.5
219 | Bumpers Farm BESS phase 1 (Harmony BF Ltd) | 689 | 0 | 0 |  | 0.92184 | TRUE | BESS / Energy Park | TRUE | 49.5
220 | Carrington (PIVOTED POWER LLP) | 489 | 0 | 0 |  | 0.92184 | TRUE | BESS / Energy Park | TRUE | 57
221 | Chapel Farm Battery Storage Project (HARMONY CF LIMITED) | 727 | 0 | 0 |  | 0.92184 | TRUE | BESS / Energy Park | TRUE | 49.5
222 | Pillswood BESS Phase 2 (Harmony (PW) 2 Limited) | 692 | 0 | 0 |  | 0.92184 | TRUE | BESS / Energy Park | TRUE | 49.9
223 | Richborough 1 (RICHBOROUGH ENERGY PARK LIMITED) | 43 | 0 | 0 |  | 0.92184 | TRUE | BESS / Energy Park | TRUE | 50
224 | Nursling Tertiary (NURSLING ENERGY TWO LIMITED) | 130 | 0 | 0 |  | 0.92184 | TRUE | BESS / Energy Park | TRUE | 49.9
225 | Ocker Hill Tertiary Connection (HD143OCK LTD) | 473 | 0 | 0 |  | 0.92184 | TRUE | BESS / Energy Park | TRUE | 57
226 | Oldbury (Tertiary) (PIVOTED POWER LLP) | 329 | 0 | 0 |  | 0.92184 | TRUE | BESS / Energy Park | TRUE | 49.9
227 | Cowley Energy Storage (Penso Power Limited) | 283 | 0 | 0 |  | 0.92184 | TRUE | BESS / Energy Park | TRUE | 200
228 | Ouse Energy Storage (Ouse Energy Limited) | 122 | 0 | 0 |  | 0.92184 | TRUE | BESS / Energy Park | TRUE | 249
229 | Peak Gen Barry (PEAK GEN POWER 6 LIMITED) | 651 | 0 | 0 |  | 0.92184 | TRUE | BESS / Energy Park | TRUE | 20
230 | Cowley (PIVOTED POWER LLP) | 283 | 0 | 0 |  | 0.92184 | TRUE | BESS / Energy Park | TRUE | 49.9
231 | Pembroke BESS (RWE GENERATION UK PLC) | 179 | 0 | 0 |  | 0.92184 | TRUE | BESS / Energy Park | TRUE | 350
232 | Coventry (PIVOTED POWER LLP) | 412 | 0 | 0 |  | 0.92184 | TRUE | BESS / Energy Park | TRUE | 49.9
233 | Penketh Hall Farm (Net Zero One Limited) | 326 | 0 | 0 |  | 0.92184 | TRUE | BESS / Energy Park | TRUE | 249.9
234 | Penwortham (Redscar) (CONRAD (REDSCAR) LIMITED) | 571 | 0 | 0 |  | 0.92184 | TRUE | BESS / Energy Park | TRUE | 40
235 | Penwortham BESS (CSE28 LIMITED) | 64 | 0 | 0 |  | 0.92184 | TRUE | BESS / Energy Park | TRUE | 57
236 | Penwortham BESS (Penwortham (BES) Ltd) | 64 | 0 | 0 |  | 0.92184 | TRUE | BESS / Energy Park | TRUE | 57
237 | Pillswood BESS Phase 1 (Harmony (PW) Limited) | 692 | 0 | 0 |  | 0.92184 | TRUE | BESS / Energy Park | TRUE | 49.9
238 | CONTEGO Battery Storage Project (Harmony CS Ltd) | 591 | 0 | 0 |  | 0.92184 | TRUE | BESS / Energy Park | TRUE | 35.8
239 | Pond Hill Farm 1 (PD688IRO LTD) | 12 | 0 | 0 |  | 0.92184 | TRUE | BESS / Energy Park | TRUE | 47.5
240 | Pond Hill Farm 2 BESS (PD688IRO LTD) | 12 | 0 | 0 |  | 0.92184 | TRUE | BESS / Energy Park | TRUE | 47.5
241 | Clay Tye Farm Phase 1 (HARMONY CTF LIMITED) | 640 | 0 | 0 |  | 0.92184 | TRUE | BESS / Energy Park | TRUE | 49.5
242 | Clayhill Farm (ARL O09 LIMITED) | 727 | 0 | 0 |  | 0.92184 | TRUE | BESS / Energy Park | TRUE | 40
243 | Richborough 2 (RICHBOROUGH ENERGY PARK LIMITED) | 43 | 0 | 0 |  | 0.92184 | TRUE | BESS / Energy Park | TRUE | 50
244 | Brook Farm BESS (Brook Farm Energy Storage Limited) | 661 | 0 | 0 |  | 0.92184 | TRUE | BESS / Energy Park | TRUE | 49.9
245 | Spennymoor Greener Grid Park *Stage: 1.0* (STATKRAFT UK LTD) | 182 | 0 | 0 |  | 0.92184 | TRUE | BESS / Energy Park | TRUE | 0
246 | Broadditch BESS (Harmony BD Ltd) | 590 | 0 | 0 |  | 0.92184 | TRUE | BESS / Energy Park | TRUE | 11.58
247 | Bolney (PIVOTED POWER LLP) | 187 | 0 | 0 |  | 0.92184 | TRUE | BESS / Energy Park | TRUE | 49.9
248 | Uskmouth *Stage: 1.0* (USKMOUTH ENERGY STORAGE LIMITED) | 607 | 0 | 0 |  | 0.92184 | TRUE | BESS / Energy Park | TRUE | 230
249 | Uskmouth - New Connection (ENSO GREEN HOLDINGS E LIMITED) | 429 | 0 | 0 |  | 0.92184 | TRUE | BESS / Energy Park | TRUE | 120
250 | Bloxwich (BLOXWICH ENERGY STORAGE LIMITED) | 777 | 0 | 0 |  | 0.92184 | TRUE | BESS / Energy Park | TRUE | 41
251 | Blackpool BESS (Conrad (Blackpool) Limited) | 675 | 0 | 0 |  | 0.92184 | TRUE | BESS / Energy Park | TRUE | 25.3
252 | BESS Swan (CSWE 3 LIMITED) | 80 | 0 | 0 |  | 0.92184 | TRUE | BESS / Energy Park | TRUE | 200
253 | Berkswell Energy Storage (Penso Power Limited) | 441 | 0 | 0 |  | 0.92184 | TRUE | BESS / Energy Park | TRUE | 200
254 | Walpole (PIVOTED POWER LLP) | 50 | 0 | 0 |  | 0.92184 | TRUE | BESS / Energy Park | TRUE | 49.9
255 | Warley (WARLEY BATTERY STORAGE) | 407 | 0 | 0 |  | 0.92184 | TRUE | BESS / Energy Park | TRUE | 57
256 | Weirs Drove *Stage: 1.0* (EAST ANGLIA GRID STORAGE ONE LIMITED) | 276 | 0 | 0 |  | 0.92184 | TRUE | BESS / Energy Park | TRUE | 49.9
257 | Weirs Drove *Stage: 2.0* (EAST ANGLIA GRID STORAGE ONE LIMITED) | 276 | 0 | 0 |  | 0.92184 | TRUE | BESS / Energy Park | TRUE | 30
258 | Tottenham (PIVOTED POWER LLP) | 575 | 0 | 0 |  | 0.92184 | TRUE | BESS / Energy Park | TRUE | 49.9
259 | WELBAR ENERGY STORAGE *Stage: 1.0* (WELBAR ENERGY STORAGE LIMITED) | 166 | 0 | 0 |  | 0.92184 | TRUE | BESS / Energy Park | TRUE | 349.9
260 | West Weybridge (PIVOTED POWER LLP) | 375 | 0 | 0 |  | 0.92184 | TRUE | BESS / Energy Park | TRUE | 49.9
261 | Whitegate Tertiary Connection (HD144WHI LTD) | 478 | 0 | 0 |  | 0.92184 | TRUE | BESS / Energy Park | TRUE | 57
262 | Whitson (PIVOTED POWER LLP) | 332 | 0 | 0 |  | 0.92184 | TRUE | BESS / Energy Park | TRUE | 49.9
263 | Willington (PIVOTED POWER LLP) | 158 | 0 | 0 |  | 0.92184 | TRUE | BESS / Energy Park | TRUE | 57
264 | Beddington 1 BESS (Bluestone Energy Ltd) | 700 | 0 | 0 |  | 0.92184 | TRUE | BESS / Energy Park | TRUE | 240
265 | Wymondley (PIVOTED POWER LLP) | 76 | 0 | 0 |  | 0.92184 | TRUE | BESS / Energy Park | TRUE | 57
266 | Zenobe Stalybridge Project (ZENOBE ENERGY LIMITED) | 354 | 0 | 0 |  | 0.92184 | TRUE | BESS / Energy Park | TRUE | 150
267 | Axminster (PIVOTED POWER LLP) | 236 | 0 | 0 |  | 0.92184 | TRUE | BESS / Energy Park | TRUE | 49.9
268 | Axminster (HB825AXM LTD) | 236 | 0 | 0 |  | 0.92184 | TRUE | BESS / Energy Park | TRUE | 120
269 | Axminster (CSE25 LIMITED) | 236 | 0 | 0 |  | 0.92184 | TRUE | BESS / Energy Park | TRUE | 150
270 | Aberthaw Energy (ABERTHAW ENERGY LIMITED) | 511 | 0 | 0 |  | 0.92184 | TRUE | BESS / Energy Park | TRUE | 249
271 | Beddington 2 BESS (Bluestone Energy Ltd) | 700 | 0 | 0 |  | 0.92184 | TRUE | BESS / Energy Park | TRUE | 240
272 | Southfields Farm (PD300RON Ltd) | 12 | 0 | 0 |  | 0.92184 | TRUE | BESS / Energy Park | TRUE | 47.5
273 | Tollgate 49.5MW BESS (Tollgate Energy Storage Limited) | 701 | 0 | 0 |  | 0.92184 | TRUE | BESS / Energy Park | TRUE | 49.5
274 | Thurrock Power Station (THURROCK POWER LIMITED) | 377 | 0 | 0 |  | 0.92184 | TRUE | CCGT/CHP/Biomass | TRUE | 750
275 | Spalding Energy Expansion *Stage: 1.0* (SPALDING ENERGY EXPANSION LIMITED) | 322 | 0 | 0 |  | 0.92184 | TRUE | CCGT/CHP/Biomass | TRUE | 299.99
276 | Spennymoor (PIVOTED POWER LLP) | 182 | 0 | 0 |  | 0.92184 | TRUE | BESS / Energy Park | TRUE | 49.9
277 | Cryogenic Battery System (Synchronous) (CRYOBATTERY ONE LIMITED) | 112 | 0 | 0 |  | 0.92184 | TRUE | BESS / Energy Park | TRUE | 49.9
278 | SSE Ferrybridge BESS (SSE UTILITY SOLUTIONS LIMITED) | 656 | 0 | 0 |  | 0.92184 | TRUE | BESS / Energy Park | TRUE | 150
279 | SSE Fiddlers Ferry Battery Energy Storage (SSE UTILITY SOLUTIONS LIMITED) | 326 | 0 | 0 |  | 0.92184 | TRUE | BESS / Energy Park | TRUE | 150
280 | Bridgwater 2 (tertiary) - New Conn (ENSO GREEN HOLDINGS LIMITED) | 174 | 0 | 0 |  | 0.92184 | TRUE | BESS / Energy Park | TRUE | 54
281 | St Dennis Hendra (SAMBAR POWER LIMITED) | 188 | 0 | 0 |  | 0.92184 | TRUE | BESS / Energy Park | TRUE | 47.5
282 | Steel Point (aka Project Lithium) (Skelmersdale Energy Storage Limited) | 668 | 0 | 0 |  | 0.92184 | TRUE | BESS / Energy Park | TRUE | 49.9
283 | Sundon (SUNDON BATTERY STORAGE LIMITED) | 56 | 0 | 0 |  | 0.92184 | TRUE | BESS / Energy Park | TRUE | 49.5
284 | Sundon (SUNDON GREEN LIMITED) | 727 | 0 | 0 |  | 0.92184 | TRUE | BESS / Energy Park | TRUE | 39.9
285 | Sundon Pivoted Power (PIVOTED POWER LLP) | 56 | 0 | 0 |  | 0.92184 | TRUE | BESS / Energy Park | TRUE | 49.9
286 | Bradford West 100MW (24 POWER LTD) | 344 | 0 | 0 |  | 0.92184 | TRUE | BESS / Energy Park | TRUE | 100
287 | Swansea Greener Grid Park - Connection 1 *Stage: 1.0* (Swansea Grid Solutions Limited) | 80 | 0 | 0 |  | 0.92184 | TRUE | BESS / Energy Park | TRUE | 12
288 | Bredbury (PIVOTED POWER LLP) | 374 | 0 | 0 |  | 0.92184 | TRUE | BESS / Energy Park | TRUE | 49.9
289 | Swansea North (PIVOTED POWER LLP) | 80 | 0 | 0 |  | 0.92184 | TRUE | BESS / Energy Park | TRUE | 49.9
290 | Bramley BESS *Stage: 1.0* (BRAMLEY BESS LIMITED) | 185 | 0 | 0 |  | 0.92184 | TRUE | BESS / Energy Park | TRUE | 49.995
291 | Tees CCPP *Stage: 1.0* (SEMBCORP UTILITIES (UK) LIMITED) | 460 | 0 | 0 |  | 0.92184 | TRUE | CCGT/CHP/Biomass | TRUE | 150
292 | Tees CCPP *Stage: 2.0* (SEMBCORP UTILITIES (UK) LIMITED) | 460 | 0 | 0 |  | 0.92184 | TRUE | CCGT/CHP/Biomass | TRUE | 210
293 | Tees CCPP *Stage: 3.0* (SEMBCORP UTILITIES (UK) LIMITED) | 460 | 0 | 0 |  | 0.92184 | TRUE | CCGT/CHP/Biomass | TRUE | 340
294 | Tees CCPP *Stage: 4.0* (SEMBCORP UTILITIES (UK) LIMITED) | 460 | 0 | 0 |  | 0.92184 | TRUE | CCGT/CHP/Biomass | TRUE | 490
295 | Tees CCPP *Stage: 5.0* (SEMBCORP UTILITIES (UK) LIMITED) | 460 | 0 | 0 |  | 0.92184 | TRUE | CCGT/CHP/Biomass | TRUE | 275
296 | Bramford (Tertiary) (PIVOTED POWER LLP) | 7 | 0 | 0 |  | 0.92184 | TRUE | BESS / Energy Park | TRUE | 57
297 | Braintree (PIVOTED POWER LLP) | 251 | 0 | 0 |  | 0.92184 | TRUE | BESS / Energy Park | TRUE | 49.9
298 | Thorpe Marsh Energy Park (Banks Renewables Limited) | 242 | 0 | 0 |  | 0.92184 | TRUE | BESS / Energy Park | TRUE | 1400
299 | Swansea Greener Grid Park - Connection 1 *Stage: 2.0* (Swansea Grid Solutions Limited) | 80 | 0 | 0 |  | 0.92184 | TRUE | BESS / Energy Park | TRUE | 85
300 | Culham Storage (STATERA ENERGY LIMITED) | 237 | 0 | 0 |  | 0.92184 | TRUE | BESS / Energy Park | TRUE | 500
301 | Clay Tye Farm Phase 2 (Harmony CTF 2 Limited) | 640 | 0 | 0 |  | 0.92184 | TRUE | BESS / Energy Park | TRUE | 49.5
302 | Kearsley (PIVOTED POWER LLP) | 245 | 0 | 0 |  | 0.92184 | TRUE | BESS / Energy Park | TRUE | 49.9
303 | Kirkby (Tertiary) (PIVOTED POWER LLP) | 423 | 0 | 0 |  | 0.92184 | TRUE | BESS / Energy Park | TRUE | 57
304 | Lakeside Energy Drax (LAKESIDE ENERGY STORAGE LIMITED) | 719 | 0 | 0 |  | 0.92184 | TRUE | BESS / Energy Park | TRUE | 99.9
305 | Laleham (PIVOTED POWER LLP) | 439 | 0 | 0 |  | 0.92184 | TRUE | BESS / Energy Park | TRUE | 49.9
306 | Landulph (PIVOTED POWER LLP) | 0 | 0 | 0 |  | 0.92184 | TRUE | BESS / Energy Park | TRUE | 49.9
307 | Drax (ENSO GREEN HOLDINGS D LIMITED) | 17 | 0 | 0 |  | 0.92184 | TRUE | BESS / Energy Park | TRUE | 190
308 | Lister Battery (formerly Lister Drive) (LISTER BATTERY LTD) | 501 | 0 | 0 |  | 0.92184 | TRUE | BESS / Energy Park | TRUE | 57
309 | Kingsnorth *Stage: 3.0* (ENSO GREEN HOLDINGS G LIMITED) | 240 | 0 | 0 |  | 0.92184 | TRUE | BESS / Energy Park | TRUE | 20.2
310 | Lister Drive (ORSTED ESS MERSEY LIMITED) | 662 | 0 | 0 |  | 0.92184 | TRUE | BESS / Energy Park | TRUE | 20
311 | Littlebrook BESS (ECODEV GROUP LTD) | 222 | 0 | 0 |  | 0.92184 | TRUE | BESS / Energy Park | TRUE | 300
312 | Dollymans Storage (Dollymans Storage Limited) | 595 | 0 | 0 |  | 0.92184 | TRUE | BESS / Energy Park | TRUE | 99.8
313 | Dog Trap Lane (HD381GRE Limited) | 12 | 0 | 0 |  | 0.92184 | TRUE | BESS / Energy Park | TRUE | 47.5
314 | Lovedean Greener Grid Park (STATKRAFT UK LTD) | 18 | 0 | 0 |  | 0.92184 | TRUE | BESS / Energy Park | TRUE | 49.9
315 | Dinorwig (FIRST HYDRO COMPANY) | 150 | 0 | 0 |  | 0.92184 | TRUE | Hydro/Pump/Tidal | TRUE | 1644
316 | Didcot Road (ARLINGTON ENERGY (DEVELOPMENT) LIMITED) | 223 | 0 | 0 |  | 0.92184 | TRUE | BESS / Energy Park | TRUE | 300
317 | Lister Drive Shaw (Carnegie BES Limited) | 501 | 0 | 0 |  | 0.92184 | TRUE | BESS / Energy Park | TRUE | 57
318 | Kingsnorth *Stage: 2.0* (ENSO GREEN HOLDINGS G LIMITED) | 240 | 0 | 0 |  | 0.92184 | TRUE | BESS / Energy Park | TRUE | 49.9
319 | Kingsnorth *Stage: 1.0* (ENSO GREEN HOLDINGS G LIMITED) | 240 | 0 | 0 |  | 0.92184 | TRUE | BESS / Energy Park | TRUE | 49.9
320 | Kemsley (PIVOTED POWER LLP) | 122 | 0 | 0 |  | 0.92184 | TRUE | BESS / Energy Park | TRUE | 49.9
321 | GF Upper Boat *Stage: 3.0* (PULSE CLEAN ENERGY SPV FRANKLIN LIMITED) | 383 | 0 | 0 |  | 0.92184 | TRUE | PV | TRUE | 200
322 | GF Upper Boat *Stage: 2.0* (PULSE CLEAN ENERGY SPV FRANKLIN LIMITED) | 383 | 0 | 0 |  | 0.92184 | TRUE | PV | TRUE | 0
323 | GF Upper Boat *Stage: 1.0* (PULSE CLEAN ENERGY SPV FRANKLIN LIMITED) | 383 | 0 | 0 |  | 0.92184 | TRUE | PV | TRUE | 0
324 | Gateway Energy Centre Power Station *Stage: 1.0* (GATEWAY ENERGY CENTRE LIMITED) | 15 | 0 | 0 |  | 0.92184 | TRUE | BESS / Energy Park | TRUE | 450
325 | Ffestiniog (FIRST HYDRO COMPANY) | 342 | 0 | 0 |  | 0.92184 | TRUE | Hydro/Pump/Tidal | TRUE | 360
326 | Feckenham Greener Grid Park *Stage: 1.0* (STATKRAFT UK LTD) | 163 | 0 | 0 |  | 0.92184 | TRUE | BESS / Energy Park | TRUE | 12
327 | Hutton Battery Storage (OSSPV001 LIMITED) | 109 | 0 | 0 |  | 0.92184 | TRUE | PV | TRUE | 10
328 | Fairholme BESS (HB411MIN Limited) | 12 | 0 | 0 |  | 0.92184 | TRUE | BESS / Energy Park | TRUE | 47.5
329 | Indian Queens (PIVOTED POWER LLP) | 188 | 0 | 0 |  | 0.92184 | TRUE | BESS / Energy Park | TRUE | 47.5
330 | Iron Acton *Stage: 1.0* (HD000ACT LTD) | 352 | 0 | 0 |  | 0.92184 | TRUE | BESS / Energy Park | TRUE | 49.9
331 | Iron Acton *Stage: 2.0* (HD000ACT LTD) | 352 | 0 | 0 |  | 0.92184 | TRUE | BESS / Energy Park | TRUE | 70.1
332 | Isenau Eight (Isenau Energy Storage Resources Eight Limited) | 794 | 0 | 0 |  | 0.92184 | TRUE | BESS / Energy Park | TRUE | 249
333 | Iver (PIVOTED POWER LLP) | 351 | 0 | 0 |  | 0.92184 | TRUE | BESS / Energy Park | TRUE | 49.9
334 | Exeter (Tertiary) (PIVOTED POWER LLP) | 173 | 0 | 0 |  | 0.92184 | TRUE | BESS / Energy Park | TRUE | 49.9
335 | Enderby (Akira) (ENDERBY BATTERY STORAGE LIMITED) | 94 | 0 | 0 |  | 0.92184 | TRUE | BESS / Energy Park | TRUE | 57
336 | Mannington (PIVOTED POWER LLP) | 131 | 0 | 0 |  | 0.92184 | TRUE | BESS / Energy Park | TRUE | 49.9
337 | Mannington Tertiary (MANNINGTON ENERGY CENTRE LIMITED) | 131 | 0 | 0 |  | 0.92184 | TRUE | BESS / Energy Park | TRUE | 47.5
338 | Legacy Tertiary Connection (HD639LEG LIMITED) | 138 | 0 | 0 |  | 0.92184 | TRUE | BESS / Energy Park | TRUE | 57
339 | Didcot Battery (DIDCOT BATTERY LIMITED) | 223 | 0 | 0 |  | 0.92184 | TRUE | BESS / Energy Park | TRUE | 100
340 | Minety (HB411MIN Limited) | 12 | 0 | 0 |  | 0.92184 | TRUE | BESS / Energy Park | TRUE | 47.5
341 | NorthFleet 2 BESS (CSE41 LIMITED) | 40 | 0 | 0 |  | 0.92184 | TRUE | BESS / Energy Park | TRUE | 300
342 | Middleton BESS (Middleton Energy Storage Limited) | 100 | 0 | 0 |  | 0.92184 | TRUE | BESS / Energy Park | TRUE | 200
343 | Monets Garden (MONETS GARDEN BATTERY LTD) | 9 | 0 | 0 |  | 0.92184 | TRUE | BESS / Energy Park | TRUE | 57
344 | Monk Fryston SSE (SSE BATTERY MONK FRYSTON LIMITED) | 485 | 0 | 0 |  | 0.92184 | TRUE | BESS / Energy Park | TRUE | 320
345 | Necton Greener Grid Park *Stage: 1.0* (STATKRAFT UK LTD) | 3 | 0 | 0 |  | 0.92184 | TRUE | BESS / Energy Park | TRUE | 0
346 | Mill Hill Tertiary Connection (HB333MIL LTD) | 346 | 0 | 0 |  | 0.92184 | TRUE | BESS / Energy Park | TRUE | 57
347 | Ninfield Greener Grid Park *Stage: 1.0* (STATKRAFT UK LTD) | 277 | 0 | 0 |  | 0.92184 | TRUE | BESS / Energy Park | TRUE | 0
348 | Monk Fryston Tertiary Connection (HD777FRY LTD) | 485 | 0 | 0 |  | 0.92184 | TRUE | BESS / Energy Park | TRUE | 57
349 | Newtonwood BESS (NEWTONWOOD ENERGY STORAGE LIMITED) | 679 | 0 | 0 |  | 0.92184 | TRUE | BESS / Energy Park | TRUE | 49.9
350 | Cuxton 49.5MW BESS (Cuxton Energy Storage Limited) | 240 | 0 | 0 |  | 0.92184 | TRUE | BESS / Energy Park | TRUE | 49.5
351 | Native River (Capenhurst) (NATIVE RIVER LTD) | 405 | 0 | 0 |  | 0.92184 | TRUE | BESS / Energy Park | TRUE | 57
352 | Didcot Energy Park (RNA-ENERGY LTD) | 223 | 0 | 0 |  | 0.92184 | TRUE | BESS / Energy Park | TRUE | 300
353 | Deeside Power Station (DEESIDE POWER (UK) LIMITED) | 14 | 0 | 0 |  | 0.92184 | TRUE | BESS / Energy Park | TRUE | 1
354 | Sudmeadow (VIRIDIS 178 LIMITED) | 693 | 0 | 0 |  | 0.92184 | TRUE | Other | TRUE | 41.76
355 | Drax (Coal) (DRAX POWER LIMITED) | 17 | 0 | 0 |  | 0.92184 | TRUE | Other | TRUE | 2001
356 | JBM Solar 13 - Melksham (JBM SOLAR PROJECTS 13 LIMITED) | 278 | 0 | 0 |  | 0.92184 | TRUE | PV | TRUE | 49.99
357 | Fleet Tertiary (FLEET SOLAR LIMITED) | 4 | 0 | 0 |  | 0.92184 | TRUE | PV | TRUE | 47.5
358 | Trafalgar Park (VIRIDIS 178 LIMITED) | 585 | 0 | 0 |  | 0.92184 | TRUE | Other | TRUE | 14
359 | Exeter Main Tertiary (EXETER MAIN BATTERY LIMITED) | 173 | 0 | 0 |  | 0.92184 | TRUE | BESS / Energy Park | TRUE | 57
360 | Dowlais (VIRIDIS 178 LIMITED) | 647 | 0 | 0 |  | 0.92184 | TRUE | Other | TRUE | 21
361 | Enderby Tertiary (CLUMP FARM SOLAR LIMITED) | 94 | 0 | 0 |  | 0.92184 | TRUE | PV | TRUE | 57
362 | Burghfield (SSE GENERATION LIMITED) | 185 | 0 | 0 |  | 0.92184 | TRUE | Other | TRUE | 47
363 | Ratcliffe on Soar (UNIPER UK LIMITED) | 39 | 0 | 0 |  | 0.92184 | TRUE | Other | TRUE | 2021
364 | Redfield Road B (VIRIDIS 178 LIMITED) | 695 | 0 | 0 |  | 0.92184 | TRUE | Other | TRUE | 20.88
365 | Axminster - New Connection *Stage: 2.0* (ENSO GREEN HOLDINGS B LIMITED) | 236 | 0 | 0 |  | 0.92184 | TRUE | PV | TRUE | 49.9
366 | Oaklands Farm Solar PV (BAYWA R.E. UK LIMITED) | 586 | 0 | 0 |  | 0.92184 | TRUE | PV | TRUE | 162.3
367 | Fferm Solar Pentir (LIGHTSOURCE SPV 191 LIMITED) | 28 | 0 | 0 |  | 0.92184 | TRUE | PV | TRUE | 57
368 | Axminster - New Connection *Stage: 3.0* (ENSO GREEN HOLDINGS B LIMITED) | 236 | 0 | 0 |  | 0.92184 | TRUE | PV | TRUE | 20.2
369 | Blankney Solar *Stage: 1.0* (ACRE LANE ENERGYFARM LIMITED) | 34 | 0 | 0 |  | 0.92184 | TRUE | PV | TRUE | 400
370 | Axminster - New Connection *Stage: 1.0* (ENSO GREEN HOLDINGS B LIMITED) | 236 | 0 | 0 |  | 0.92184 | TRUE | PV | TRUE | 49.9
371 | Willington East 2 (Tertiary) *Stage: 1.0* (ENSO GREEN HOLDINGS LIMITED) | 158 | 0 | 0 |  | 0.92184 | TRUE | PV | TRUE | 49.9
372 | Bird Grove/Rownall (ROWNALL FARM SOLAR LIMITED) | 186 | 0 | 0 |  | 0.92184 | TRUE | PV | TRUE | 57
373 | Bicker Fen 2 Solar *Stage: 1.0* (AGR SOLAR 3 LIMITED) | 34 | 0 | 0 |  | 0.92184 | TRUE | PV | TRUE | 49.995
374 | Bicker Fen 1 Solar *Stage: 1.0* (AGR SOLAR 2 LIMITED) | 34 | 0 | 0 |  | 0.92184 | TRUE | PV | TRUE | 49.995
375 | Flash Solar Farm *Stage: 1.0* (ELEMENTS GREEN TRENT LTD) | 51 | 0 | 0 |  | 0.92184 | TRUE | PV | TRUE | 360
376 | Flash Solar Farm *Stage: 2.0* (ELEMENTS GREEN TRENT LTD) | 51 | 0 | 0 |  | 0.92184 | TRUE | PV | TRUE | 40
377 | Flash Solar Farm *Stage: 3.0* (ELEMENTS GREEN TRENT LTD) | 51 | 0 | 0 |  | 0.92184 | TRUE | PV | TRUE | 200
378 | Barking PV BESS & Substation (O&G Solar (SPV 19) Limited) | 495 | 0 | 0 |  | 0.92184 | TRUE | PV | TRUE | 99.9
379 | Heckington Fen Solar Park (ECOTRICITY GENERATION LIMITED) | 34 | 0 | 0 |  | 0.92184 | TRUE | PV | TRUE | 400
380 | Bolney (tertiary) *Stage: 1.0* (BOLNEY GREEN LIMITED) | 187 | 0 | 0 |  | 0.92184 | TRUE | PV | TRUE | 49.9
381 | Bolney (tertiary) *Stage: 2.0* (BOLNEY GREEN LIMITED) | 187 | 0 | 0 |  | 0.92184 | TRUE | PV | TRUE | 7.1
382 | Norton (BAYWA R.E. UK LIMITED) | 206 | 0 | 0 |  | 0.92184 | TRUE | PV | TRUE | 57
383 | Exeter Solar PV & BESS (Exeter Storage Limited) | 173 | 0 | 0 |  | 0.92184 | TRUE | PV | TRUE | 290
384 | Harker Green Energy Centre (INNOVA RENEWABLES LIMITED) | 103 | 0 | 0 |  | 0.92184 | TRUE | PV | TRUE | 400
385 | Hams Hall Green Energy Centre *Stage: 1.0* (HAMS HALL GREEN ENERGY LIMITED) | 166 | 0 | 0 |  | 0.92184 | TRUE | PV | TRUE | 400
386 | BOOM Power Llanbabo Generation (Carrog Storage Facility Limited) | 290 | 0 | 0 |  | 0.92184 | TRUE | PV | TRUE | 300
387 | Botley West - Cote Solar Power Station (SOLARFIVE LTD) | 283 | 0 | 0 |  | 0.92184 | TRUE | PV | TRUE | 840
388 | Aberthaw (Tertiary) (ENSO GREEN HOLDINGS LIMITED) | 511 | 0 | 0 |  | 0.92184 | TRUE | PV | TRUE | 57
389 | Tillbridge Solar (TILLBRIDGE SOLAR LIMITED) | 82 | 0 | 0 |  | 0.92184 | TRUE | PV | TRUE | 500
390 | Old Flatts Farm (Net Zero One Limited) | 400 | 0 | 0 |  | 0.92184 | TRUE | PV | TRUE | 750
391 | Indian Queens Energy Centre (IQ ENERGY CENTRE LIMITED) | 188 | 0 | 0 |  | 0.92184 | TRUE | PV | TRUE | 47.5
392 | One Earth Solar Farm (ONE EARTH SOLAR FARM LIMITED) | 194 | 0 | 0 |  | 0.92184 | TRUE | PV | TRUE | 500
393 | Thorpe Marsh 1 (Tertiary) *Stage: 2.0* (ENSO GREEN HOLDINGS LIMITED) | 242 | 0 | 0 |  | 0.92184 | TRUE | PV | TRUE | 7.1
394 | Thorpe Marsh 1 (Tertiary) *Stage: 1.0* (ENSO GREEN HOLDINGS LIMITED) | 242 | 0 | 0 |  | 0.92184 | TRUE | PV | TRUE | 49.9
395 | Walpole 1 (Tertiary) *Stage: 1.0* (WALPOLE GREEN LIMITED) | 50 | 0 | 0 |  | 0.92184 | TRUE | PV | TRUE | 49.9
396 | Walpole 1 (Tertiary) *Stage: 2.0* (WALPOLE GREEN LIMITED) | 50 | 0 | 0 |  | 0.92184 | TRUE | PV | TRUE | 7.1
397 | Walpole 2 (tertiary) (ENSO GREEN HOLDINGS R LIMITED) | 50 | 0 | 0 |  | 0.92184 | TRUE | PV | TRUE | 100
398 | Berkswell (Tertiary) *Stage: 2.0* (ENSO GREEN HOLDINGS LIMITED) | 441 | 0 | 0 |  | 0.92184 | TRUE | PV | TRUE | 7.1
399 | Willington East 1 (Tertiary) *Stage: 2.0* (ENSO GREEN HOLDINGS LIMITED) | 158 | 0 | 0 |  | 0.92184 | TRUE | PV | TRUE | 7.1
400 | Willington East 1 (Tertiary) *Stage: 1.0* (ENSO GREEN HOLDINGS LIMITED) | 158 | 0 | 0 |  | 0.92184 | TRUE | PV | TRUE | 49.9
401 | Norwich (PIVOTED POWER LLP) | 580 | 0 | 0 |  | 0.92184 | TRUE | PV | TRUE | 57
402 | Gammidge PV & BESS Park (CS UK HOLDINGS III LIMITED) | 285 | 0 | 0 |  | 0.92184 | TRUE | PV | TRUE | 40.9
403 | Hirfynydd and Mynydd Drumaur (EDF ENERGY RENEWABLES LIMITED) | 80 | 0 | 0 |  | 0.92184 | TRUE | Wind | TRUE | 180
404 | West Weybridge (Tertiary) *Stage: 2.0* (ENSO GREEN HOLDINGS LIMITED) | 375 | 0 | 0 |  | 0.92184 | TRUE | PV | TRUE | 7.1
405 | Willington Energy Park (RNA-ENERGY LTD) | 158 | 0 | 0 |  | 0.92184 | TRUE | PV | TRUE | 500
406 | Willington Green Energy Centre *Stage: 1.0* (WILLINGTON GREEN ENERGY LIMITED) | 158 | 0 | 0 |  | 0.92184 | TRUE | PV | TRUE | 400
407 | West Weybridge (Tertiary) *Stage: 1.0* (ENSO GREEN HOLDINGS LIMITED) | 375 | 0 | 0 |  | 0.92184 | TRUE | PV | TRUE | 49.9
408 | Frodsham Solar Park (PEEL NRE DEVELOPMENTS LIMITED) | 390 | 0 | 0 |  | 0.92184 | TRUE | PV | TRUE | 100
409 | Worset PV & BESS Park (Worcestershire Solar 1 Limited) | 396 | 0 | 0 |  | 0.92184 | TRUE | PV | TRUE | 37.5
410 | Wylfa Substation (ENSO GREEN HOLDINGS LIMITED) | 705 | 0 | 0 |  | 0.92184 | TRUE | PV | TRUE | 120
411 | Beechgreen Energyfarm (BEECHGREEN ENERGYFARM LIMITED) | 276 | 0 | 0 |  | 0.92184 | TRUE | PV | TRUE | 49.99
412 | West Burton Solar Project (WEST BURTON SOLAR PROJECT LIMITED) | 106 | 0 | 0 |  | 0.92184 | TRUE | PV | TRUE | 480
413 | Willington East 2 (Tertiary) *Stage: 2.0* (ENSO GREEN HOLDINGS LIMITED) | 158 | 0 | 0 |  | 0.92184 | TRUE | PV | TRUE | 7.1
414 | Fleet Solar PV (FLEET SOLAR LIMITED) | 4 | 0 | 0 |  | 0.92184 | TRUE | PV | TRUE | 57
415 | West Burton *Stage: 3.0* (ENSO GREEN HOLDINGS A LIMITED) | 702 | 0 | 0 |  | 0.92184 | TRUE | PV | TRUE | 20.2
416 | West Burton *Stage: 2.0* (ENSO GREEN HOLDINGS A LIMITED) | 702 | 0 | 0 |  | 0.92184 | TRUE | PV | TRUE | 49.9
417 | West Burton *Stage: 1.0* (ENSO GREEN HOLDINGS A LIMITED) | 702 | 0 | 0 |  | 0.92184 | TRUE | PV | TRUE | 49.9
418 | Wymondley Solar Farm (AGR SOLAR 4 LIMITED) | 76 | 0 | 0 |  | 0.92184 | TRUE | PV | TRUE | 49.995
419 | Norton PV and BESS (Darlington Solar 1 Limited) | 206 | 0 | 0 |  | 0.92184 | TRUE | PV | TRUE | 40.9
420 | Fleet EGH (Tertiary) *Stage: 2.0* (ENSO GREEN HOLDINGS LIMITED) | 4 | 0 | 0 |  | 0.92184 | TRUE | PV | TRUE | 7.1
421 | Fleet EGH (Tertiary) *Stage: 1.0* (ENSO GREEN HOLDINGS LIMITED) | 4 | 0 | 0 |  | 0.92184 | TRUE | PV | TRUE | 49.9
422 | Heysham Green Energy Centre (INNOVA RENEWABLES LIMITED) | 323 | 0 | 0 |  | 0.92184 | TRUE | PV | TRUE | 400
423 | Fleet (Tertiary) (CSE23 LIMITED) | 4 | 0 | 0 |  | 0.92184 | TRUE | PV | TRUE | 47.5
424 | Berkswell (Tertiary) *Stage: 1.0* (ENSO GREEN HOLDINGS LIMITED) | 441 | 0 | 0 |  | 0.92184 | TRUE | PV | TRUE | 49.9
425 | Warley (tertiary) *Stage: 2.0* (WARLEY GREEN LIMITED) | 407 | 0 | 0 |  | 0.92184 | TRUE | PV | TRUE | 7.1
426 | Warley (tertiary) *Stage: 1.0* (WARLEY GREEN LIMITED) | 407 | 0 | 0 |  | 0.92184 | TRUE | PV | TRUE | 49.9
427 | Flash Solar Farm *Stage: 4.0* (ELEMENTS GREEN TRENT LTD) | 51 | 0 | 0 |  | 0.92184 | TRUE | PV | TRUE | 200
428 | Waltham Cross BESS (ENSO GREEN HOLDINGS LIMITED) | 372 | 0 | 0 |  | 0.92184 | TRUE | PV | TRUE | 57
429 | High Marnham (Tertiary) (ENSO GREEN HOLDINGS K LIMITED) | 194 | 0 | 0 |  | 0.92184 | TRUE | PV | TRUE | 57
430 | Thornton Facility *Stage: 3.0* (BALWEN LIMITED) | 63 | 0 | 0 |  | 0.92184 | TRUE | PV | TRUE | 200
431 | Ironbridge - New Connection *Stage: 3.0* (ENSO GREEN HOLDINGS F LIMITED) | 229 | 0 | 0 |  | 0.92184 | TRUE | PV | TRUE | 20.2
432 | Thornton Facility *Stage: 1.0* (BALWEN LIMITED) | 63 | 0 | 0 |  | 0.92184 | TRUE | PV | TRUE | 99.98
433 | Llanwern Phase 1 (GREENFIELDS (T) LIMITED) | 332 | 0 | 0 |  | 0.92184 | TRUE | PV | TRUE | 95
434 | Rochester Renewable Project (VATTENFALL WIND POWER LTD) | 673 | 0 | 0 |  | 0.92184 | TRUE | Wind | TRUE | 60
435 | Cellarhead Green Energy Centre (INNOVA RENEWABLES LIMITED) | 186 | 0 | 0 |  | 0.92184 | TRUE | PV | TRUE | 400
436 | Rosefield (Rosefield Energyfarm Limited) | 272 | 0 | 0 |  | 0.92184 | TRUE | PV | TRUE | 500
437 | Penwortham Green Energy Centre *Stage: 1.0* (PENWORTHAM GREEN ENERGY LIMITED) | 64 | 0 | 0 |  | 0.92184 | TRUE | PV | TRUE | 400
438 | Rye House (Tertiary) *Stage: 1.0* (ENSO GREEN HOLDINGS LIMITED) | 71 | 0 | 0 |  | 0.92184 | TRUE | PV | TRUE | 49.9
439 | Rye House (Tertiary) *Stage: 2.0* (ENSO GREEN HOLDINGS LIMITED) | 71 | 0 | 0 |  | 0.92184 | TRUE | PV | TRUE | 7.1
440 | Drakelow (ENSO GREEN HOLDINGS LIMITED) | 208 | 0 | 0 |  | 0.92184 | TRUE | PV | TRUE | 57
441 | Minety Tertiary (2) (JBM SOLAR PROJECTS 14 LIMITED) | 665 | 0 | 0 |  | 0.92184 | TRUE | PV | TRUE | 47.5
442 | Drakelow Green Energy Centre *Stage: 1.0* (DRAKELOW GREEN ENERGY LIMITED) | 208 | 0 | 0 |  | 0.92184 | TRUE | PV | TRUE | 400
443 | Capenhurst (Tertiary) *Stage: 2.0* (ENSO GREEN HOLDINGS LIMITED) | 405 | 0 | 0 |  | 0.92184 | TRUE | PV | TRUE | 7.1
444 | Capenhurst (Tertiary) *Stage: 1.0* (ENSO GREEN HOLDINGS LIMITED) | 405 | 0 | 0 |  | 0.92184 | TRUE | PV | TRUE | 49.9
445 | Canterbury Tertiary *Stage: 2.0* (ENSO GREEN HOLDINGS LIMITED) | 271 | 0 | 0 |  | 0.92184 | TRUE | PV | TRUE | 7.1
446 | Canterbury Tertiary *Stage: 1.0* (ENSO GREEN HOLDINGS LIMITED) | 271 | 0 | 0 |  | 0.92184 | TRUE | PV | TRUE | 49.9
447 | Legacy Green Energy Centre *Stage: 1.0* (LEGACY GREEN ENERGY LIMITED) | 138 | 0 | 0 |  | 0.92184 | TRUE | PV | TRUE | 400
448 | Llanwern Phase 2 (FUTURE ENERGY LLANWERN LIMITED) | 332 | 0 | 0 |  | 0.92184 | TRUE | PV | TRUE | 190
449 | Bushbury Green Energy Centre (INNOVA RENEWABLES LIMITED) | 567 | 0 | 0 |  | 0.92184 | TRUE | PV | TRUE | 480
450 | Longfield Solar (LONGFIELD SOLAR ENERGY FARM LIMITED) | 316 | 0 | 0 |  | 0.92184 | TRUE | PV | TRUE | 500
451 | Lovedean (Tertiary) *Stage: 2.0* (LOVEDEAN GREEN LIMITED) | 18 | 0 | 0 |  | 0.92184 | TRUE | PV | TRUE | 7.1
452 | Plas Power Estate North Tertiary (LIGHTSOURCE SPV 192 LIMITED) | 138 | 0 | 0 |  | 0.92184 | TRUE | PV | TRUE | 57
453 | Cleve Hill Solar Park (CLEVE HILL SOLAR PARK LIMITED) | 118 | 0 | 0 |  | 0.92184 | TRUE | PV | TRUE | 350
454 | Mannington (BAYWA R.E. UK LIMITED) | 131 | 0 | 0 |  | 0.92184 | TRUE | PV | TRUE | 57
455 | Project Yare (ASHGREEN ENERGY FARM LIMITED) | 29 | 0 | 0 |  | 0.92184 | TRUE | PV | TRUE | 49.5
456 | Melksham (Tertiary) *Stage: 1.0* (MELKSHAM CALNE GREEN LIMITED) | 278 | 0 | 0 |  | 0.92184 | TRUE | PV | TRUE | 49.9
457 | Melksham (Tertiary) *Stage: 2.0* (MELKSHAM CALNE GREEN LIMITED) | 278 | 0 | 0 |  | 0.92184 | TRUE | PV | TRUE | 7.1
458 | Cilfynydd Green Energy Centre *Stage: 1.0* (CILFYNYDD GREEN ENERGY LIMITED) | 184 | 0 | 0 |  | 0.92184 | TRUE | PV | TRUE | 400
459 | Chickerell Solar PV & BESS (CHICKERELL SOLAR LIMITED) | 167 | 0 | 0 |  | 0.92184 | TRUE | PV | TRUE | 400
460 | Ratcliffe-on-Soar *Stage: 1.0* (ENSO GREEN HOLDINGS C LIMITED) | 695 | 0 | 0 |  | 0.92184 | TRUE | PV | TRUE | 49.9
461 | Ratcliffe-on-Soar *Stage: 2.0* (ENSO GREEN HOLDINGS C LIMITED) | 695 | 0 | 0 |  | 0.92184 | TRUE | PV | TRUE | 49.9
462 | Ratcliffe-on-Soar *Stage: 3.0* (ENSO GREEN HOLDINGS C LIMITED) | 695 | 0 | 0 |  | 0.92184 | TRUE | PV | TRUE | 20.2
463 | Rayleigh 1 Tertiary *Stage: 1.0* (RAYLEIGH GREEN LIMITED) | 88 | 0 | 0 |  | 0.92184 | TRUE | PV | TRUE | 49.9
464 | Rayleigh 1 Tertiary *Stage: 2.0* (RAYLEIGH GREEN LIMITED) | 88 | 0 | 0 |  | 0.92184 | TRUE | PV | TRUE | 7.1
465 | Rayleigh 2 Tertiary *Stage: 1.0* (ENSO GREEN HOLDINGS LIMITED) | 88 | 0 | 0 |  | 0.92184 | TRUE | PV | TRUE | 49.9
466 | Rayleigh 2 Tertiary *Stage: 2.0* (ENSO GREEN HOLDINGS LIMITED) | 88 | 0 | 0 |  | 0.92184 | TRUE | PV | TRUE | 7.1
467 | Lovedean (Tertiary) *Stage: 1.0* (LOVEDEAN GREEN LIMITED) | 18 | 0 | 0 |  | 0.92184 | TRUE | PV | TRUE | 49.9
468 | Thornton Facility *Stage: 2.0* (BALWEN LIMITED) | 63 | 0 | 0 |  | 0.92184 | TRUE | PV | TRUE | 99.98
469 | East Claydon Solar PV (STATERA ENERGY LIMITED) | 272 | 0 | 0 |  | 0.92184 | TRUE | PV | TRUE | 500
470 | Pembroke (spare bay) (ENSO GREEN HOLDINGS LIMITED) | 664 | 0 | 0 |  | 0.92184 | TRUE | PV | TRUE | 120
471 | Bridgwater (tertiary) (BRIDGWATER GREEN LIMITED) | 174 | 0 | 0 |  | 0.92184 | TRUE | PV | TRUE | 57
472 | JBM Solar 12 - Shrewsbury Solar (JBM SOLAR PROJECTS 12 LIMITED) | 688 | 0 | 0 |  | 0.92184 | TRUE | PV | TRUE | 49.99
473 | Daines Green Energy Centre (INNOVA RENEWABLES LIMITED) | 180 | 0 | 0 |  | 0.92184 | TRUE | PV | TRUE | 480
474 | Swansea North Green Energy Centre (INNOVA RENEWABLES LIMITED) | 80 | 0 | 0 |  | 0.92184 | TRUE | PV | TRUE | 1025
475 | Breach Solar Farm (BURWELL 11 SOLAR LIMITED) | 276 | 0 | 0 |  | 0.92184 | TRUE | PV | TRUE | 49.995
476 | Bramley (tertiary) (ENSO GREEN HOLDINGS LIMITED) | 185 | 0 | 0 |  | 0.92184 | TRUE | PV | TRUE | 57
477 | Sunnica (SUNNICA LIMITED) | 276 | 0 | 0 |  | 0.92184 | TRUE | PV | TRUE | 500
478 | Bramford Tertiary *Stage: 2.0* (BRAMFORD GREEN LIMITED) | 7 | 0 | 0 |  | 0.92184 | TRUE | PV | TRUE | 7.1
479 | Ironbridge - New Connection *Stage: 2.0* (ENSO GREEN HOLDINGS F LIMITED) | 229 | 0 | 0 |  | 0.92184 | TRUE | PV | TRUE | 49.9
480 | Ironbridge - New Connection *Stage: 1.0* (ENSO GREEN HOLDINGS F LIMITED) | 229 | 0 | 0 |  | 0.92184 | TRUE | PV | TRUE | 49.9
481 | Iron Acton *Stage: 3.0* (IRON ACTON GREEN LIMITED) | 352 | 0 | 0 |  | 0.92184 | TRUE | PV | TRUE | 20.6
482 | Iron Acton *Stage: 2.0* (IRON ACTON GREEN LIMITED) | 352 | 0 | 0 |  | 0.92184 | TRUE | PV | TRUE | 49.5
483 | Iron Acton *Stage: 1.0* (IRON ACTON GREEN LIMITED) | 352 | 0 | 0 |  | 0.92184 | TRUE | PV | TRUE | 49.9
484 | Braintree (Tertiary) (CSE22 LIMITED) | 251 | 0 | 0 |  | 0.92184 | TRUE | PV | TRUE | 49.9
485 | Bramford Tertiary *Stage: 1.0* (BRAMFORD GREEN LIMITED) | 7 | 0 | 0 |  | 0.92184 | TRUE | PV | TRUE | 49.9
486 | Pembroke BESS and Solar Station (Renesola Hercules Energy 1 Ltd) | 179 | 0 | 0 |  | 0.92184 | TRUE | PV | TRUE | 99.9
487 | Essendine (MALLARD PASS SOLAR FARM LIMITED) | 241 | 0 | 0 |  | 0.92184 | TRUE | PV | TRUE | 240
488 | Sulgrave Solar PV (EDF ENERGY RENEWABLES LIMITED) | 574 | 0 | 0 |  | 0.92184 | TRUE | PV | TRUE | 129.8
489 | Kirkby Green Energy Centre (INNOVA RENEWABLES LIMITED) | 423 | 0 | 0 |  | 0.92184 | TRUE | PV | TRUE | 400
490 | Somerford (PD813ETY LTD) | 12 | 0 | 0 |  | 0.92184 | TRUE | PV | TRUE | 47.5
491 | Southfields (PD503HAN LTD) | 12 | 0 | 0 |  | 0.92184 | TRUE | PV | TRUE | 47.5
492 | Mon Solar Farm (LIGHTSOURCE SPV 204 LIMITED) | 290 | 0 | 0 |  | 0.92184 | TRUE | PV | TRUE | 240
493 | Eaton Socon Solar (RNA-ENERGY LTD) | 47 | 0 | 0 |  | 0.92184 | TRUE | PV | TRUE | 500
494 | Morgannwg Solar Farm (LIGHTSOURCE SPV 214 LIMITED) | 511 | 0 | 0 |  | 0.92184 | TRUE | PV | TRUE | 249
495 | Cowley (Tertiary) *Stage: 1.0* (COWLEY BALDON GREEN LIMITED) | 283 | 0 | 0 |  | 0.92184 | TRUE | PV | TRUE | 49.9
496 | Enderby Green Energy Centre (INNOVA RENEWABLES LIMITED) | 94 | 0 | 0 |  | 0.92184 | TRUE | PV | TRUE | 1025
497 | North Wales Hybrid (SOLAR CENTURY HOLDINGS LIMITED) | 200 | 0 | 0 |  | 0.92184 | TRUE | PV | TRUE | 53
498 | Elstree (tertiary) *Stage: 2.0* (ELSTREE GREEN LIMITED) | 449 | 0 | 0 |  | 0.92184 | TRUE | PV | TRUE | 7.1
499 | Cowley (Tertiary) *Stage: 2.0* (COWLEY BALDON GREEN LIMITED) | 283 | 0 | 0 |  | 0.92184 | TRUE | PV | TRUE | 7.1
500 | Staythorpe (BESS and PV) (SSE STAYTHORPE POWER LIMITED) | 51 | 0 | 0 |  | 0.92184 | TRUE | PV | TRUE | 437
501 | Kearsley North Green Energy Centre (INNOVA RENEWABLES LIMITED) | 576 | 0 | 0 |  | 0.92184 | TRUE | PV | TRUE | 400
502 | NorthFleet Tertiary (CSE29 LIMITED) | 40 | 0 | 0 |  | 0.92184 | TRUE | PV | TRUE | 49.9
503 | Elstree (tertiary) *Stage: 1.0* (ELSTREE GREEN LIMITED) | 449 | 0 | 0 |  | 0.92184 | TRUE | PV | TRUE | 49.9
504 | Peak Gen Bracknell (PEAK GEN POWER 11 LIMITED) | 563 | 0 | 0 |  | 0.92184 | TRUE | CCGT/CHP/Biomass | TRUE | 20
505 | Peak Gen BEGA (PEAK GEN POWER 2 LIMITED) | 572 | 0 | 0 |  | 0.92184 | TRUE | CCGT/CHP/Biomass | TRUE | 20.5
506 | Peak Gen Havant (PEAK GEN POWER 18 LIMITED) | 709 | 0 | 0 |  | 0.92184 | TRUE | CCGT/CHP/Biomass | TRUE | 21
507 | Western HVDC Link | 155 | 1836 | 0 |  | 0.92184 | TRUE | B6_Transfer_DC | TRUE
508 | Eastern HVDC Link 1 | 274 | 1836 | 0 |  | 0.92184 | TRUE | B6_Transfer_DC | TRUE
509 | HARK Border Node 0 | 91 | 538 | 0 |  | 0.92184 | TRUE | B6_Transfer_AC | TRUE
510 | HARK Border Node 1 | 115 | 538 | 0 |  | 0.92184 | TRUE | B6_Transfer_AC | TRUE
511 | STEW Border Node 0 | 132 | 685 | 0 |  | 0.92184 | TRUE | B6_Transfer_AC | TRUE
512 | STEW Border Node 1 | 281 | 685 | 0 |  | 0.92184 | TRUE | B6_Transfer_AC | TRUE

## ext_grid
| name | bus | vm_pu | va_degree | slack_weight | in_service
0 | Slack_Bus | 323 | 1 | 0 | 1 | TRUE

## line
| name | std_type | from_bus | to_bus | length_km | r_ohm_per_km | x_ohm_per_km | c_nf_per_km | g_us_per_km | max_i_ka | df | parallel | type | in_service
0 | ABHA4A-EXET41 (OHL) |  | 273 | 173 | 48.785 | 0.025516 | 0.32243 | 11.4098 | 0 | 2.9993 | 1 | 1 |  | TRUE
1 | ABHA4A-LAGA41 (OHL) |  | 273 | 313 | 26.121 | 0.025543 | 0.30792 | 11.953 | 0 | 3.1292 | 1 | 1 |  | TRUE
2 | ABHA4B-EXET41 (OHL) |  | 120 | 173 | 49.051 | 0.025541 | 0.32244 | 11.4096 | 0 | 1.5993 | 1 | 1 |  | TRUE
3 | ABHA4B-LAGA41 (OHL) |  | 120 | 313 | 26.121 | 0.025543 | 0.30792 | 11.953 | 0 | 1.5993 | 1 | 1 |  | TRUE
4 | ABTH21-COWT2A (OHL) |  | 511 | 457 | 13.318 | 0.028562 | 0.30942 | 11.8769 | 0 | 1.6586 | 1 | 1 |  | TRUE
5 | ABTH21-PYLE21 (OHL) |  | 511 | 401 | 35.388 | 0.038872 | 0.31036 | 11.8379 | 0 | 1.6586 | 1 | 1 |  | TRUE
6 | ABTH21-TREM21 (OHL) |  | 511 | 406 | 46.451 | 0.036908 | 0.34829 | 10.7214 | 0 | 1.1295 | 1 | 1 |  | TRUE
7 | ABTH21-UPPB21 (OHL) |  | 511 | 383 | 26.996 | 0.034569 | 0.32008 | 11.4187 | 0 | 1.5998 | 1 | 1 |  | TRUE
8 | ABTH21-UPPB22 (Composite) |  | 511 | 416 | 27.582 | 0.034136 | 0.31791 | 20.2656 | 0 | 1.2492 | 1 | 1 |  | TRUE
9 | ALDW21-BRIN21 (OHL) |  | 516 | 458 | 17.961 | 0.060716 | 0.32118 | 11.3626 | 0 | 1.1232 | 1 | 1 |  | TRUE
10 | ALDW21-WMEL21 (OHL) |  | 516 | 427 | 8.96 | 0.034521 | 0.32841 | 11.131 | 0 | 1.5998 | 1 | 1 |  | TRUE
11 | ALVE4A-INDQ41 (OHL) |  | 230 | 188 | 97.176 | 0.034922 | 0.31888 | 11.4936 | 0 | 1.5993 | 1 | 1 |  | TRUE
12 | ALVE4A-TAUN41 (OHL) |  | 230 | 89 | 73.293 | 0.025541 | 0.32243 | 11.4097 | 0 | 1.5993 | 1 | 1 |  | TRUE
13 | ALVE4B-INDQ41 (OHL) |  | 27 | 188 | 97.294 | 0.034913 | 0.31889 | 11.4934 | 0 | 1.5993 | 1 | 1 |  | TRUE
14 | ALVE4B-TAUN42 (OHL) |  | 27 | 214 | 73.298 | 0.02554 | 0.32243 | 11.4096 | 0 | 1.5993 | 1 | 1 |  | TRUE
15 | AMEM4A-ECLA41 (OHL) |  | 35 | 272 | 35.315 | 0.029087 | 0.31832 | 11.5297 | 0 | 2.5201 | 1 | 1 |  | TRUE
16 | AMEM4A-IVER4A (OHL) |  | 35 | 121 | 20.256 | 0.029068 | 0.31833 | 11.5296 | 0 | 2.5201 | 1 | 1 |  | TRUE
17 | AMEM4B-ECLA41 (OHL) |  | 25 | 272 | 35.315 | 0.029087 | 0.31832 | 11.5297 | 0 | 2.549 | 1 | 1 |  | TRUE
18 | AMEM4B-IVER4B (OHL) |  | 25 | 164 | 20.256 | 0.029068 | 0.31833 | 11.5296 | 0 | 2.549 | 1 | 1 |  | TRUE
19 | AXMI41-CHIC4A (Composite) |  | 236 | 234 | 39.5 | 0.015352 | 0.26771 | 65.8891 | 0 | 3.2 | 1 | 1 |  | TRUE
20 | AXMI41-EXET41 (OHL) |  | 236 | 173 | 36.184 | 0.017864 | 0.30577 | 12.0472 | 0 | 3.2 | 1 | 1 |  | TRUE
21 | BAGB21-MAGA21 (parallel Composite) |  | 490 | 448 | 14.018 | 0.023468 | 0.2814 | 51.1972 | 0 | 2.1372 | 1 | 1 |  | TRUE
22 | BAGB21-SWAN21 (parallel Composite) |  | 490 | 465 | 19.649 | 0.024055 | 0.2882 | 40.9499 | 0 | 3.0043 | 1 | 1 |  | TRUE
23 | BARK21-REBR22 (OHL) |  | 499 | 384 | 10.879 | 0.028571 | 0.30941 | 11.8801 | 0 | 2.0995 | 1 | 1 |  | TRUE
24 | BARK22-REBR21 (OHL) |  | 495 | 467 | 10.854 | 0.028567 | 0.30943 | 11.8803 | 0 | 2.1918 | 1 | 1 |  | TRUE
25 | BARK41-CHUE4A (OHL) |  | 217 | 263 | 13.654 | 0.02496 | 0.30807 | 11.8878 | 0 | 4.2695 | 1 | 1 |  | TRUE
26 | BARK41-CHUE4B (OHL) |  | 217 | 247 | 13.654 | 0.02496 | 0.30807 | 11.8878 | 0 | 4.2695 | 1 | 1 |  | TRUE
27 | BARK41-WHAM41 (Composite) |  | 217 | 203 | 9.786 | 0.025506 | 0.3131 | 21.2526 | 0 | 2.4682 | 1 | 1 |  | TRUE
28 | BARK41-WHAM41 (OHL) |  | 217 | 203 | 9.662 | 0.025668 | 0.31629 | 11.6189 | 0 | 2.5201 | 1 | 1 |  | TRUE
29 | BARK41-WTHU4A (OHL) |  | 217 | 144 | 15.872 | 0.029133 | 0.31835 | 11.5296 | 0 | 2.5201 | 1 | 1 |  | TRUE
30 | BARK41-WTHU4B (OHL) |  | 217 | 125 | 15.872 | 0.029133 | 0.31835 | 11.5296 | 0 | 2.5201 | 1 | 1 |  | TRUE
31 | BEDD21-CHSI21 (Composite) |  | 488 | 524 | 18.122 | 0.028377 | 0.30735 | 18.518 | 0 | 1.5998 | 1 | 1 |  | TRUE
32 | BEDD21-WIMB21 (Composite) |  | 488 | 391 | 9.468 | 0.032669 | 0.31271 | 52.0153 | 0 | 1.308 | 1 | 1 |  | TRUE
33 | BEDD22-CHSI21 (Composite) |  | 424 | 524 | 17.973 | 0.028486 | 0.30834 | 15.0398 | 0 | 1.3898 | 1 | 1 |  | TRUE
34 | BEDD23-WIMB2A (Composite) |  | 358 | 378 | 9.082 | 0.033141 | 0.31817 | 39.2793 | 0 | 1.5284 | 1 | 1 |  | TRUE
35 | BEDD4A-ROWD42 (Cable) |  | 165 | 119 | 10.1 | 0.011248 | 0.20467 | 239.9999 | 0 | 1.5646 | 1 | 1 |  | TRUE
36 | BEDD4B-ROWD41 (Cable) |  | 315 | 66 | 10.1 | 0.010931 | 0.20198 | 244.9999 | 0 | 1.5646 | 1 | 1 |  | TRUE
37 | BESW21-COVE21 (OHL) |  | 441 | 412 | 18.668 | 0.034555 | 0.32007 | 11.4189 | 0 | 1.5998 | 1 | 1 |  | TRUE
38 | BESW21-COVE21 (OHL) |  | 441 | 412 | 18.668 | 0.034555 | 0.32007 | 11.4189 | 0 | 1.5998 | 1 | 1 |  | TRUE
39 | BESW21-FECK21 (OHL) |  | 441 | 472 | 35.814 | 0.03009 | 0.31875 | 11.5077 | 0 | 1.5998 | 1 | 1 |  | TRUE
40 | BESW21-OCKH21 (Composite) |  | 441 | 487 | 57.67 | 0.030397 | 0.31745 | 16.6385 | 0 | 1.3395 | 1 | 1 |  | TRUE
41 | BICF41-SPLN41 (OHL) |  | 34 | 322 | 20.109 | 0.015197 | 0.28246 | 13.0462 | 0 | 4.0746 | 1 | 1 |  | TRUE
42 | BICF41-WALP41 (OHL) |  | 34 | 50 | 37.775 | 0.014189 | 0.27481 | 13.3715 | 0 | 4.118 | 1 | 1 |  | TRUE
43 | BICF41-WBUR41 (OHL) |  | 34 | 106 | 65.55 | 0.014182 | 0.27482 | 13.3719 | 0 | 4.2883 | 1 | 1 |  | TRUE
44 | BICF41-WBUR42 (OHL) |  | 34 | 116 | 65.55 | 0.014182 | 0.27482 | 13.3719 | 0 | 4.2883 | 1 | 1 |  | TRUE
45 | BIRK21-CAPE21 (OHL) |  | 336 | 405 | 15.448 | 0.034415 | 0.3348 | 10.9128 | 0 | 1.5998 | 1 | 1 |  | TRUE
46 | BIRK21-CAPE21 (OHL) |  | 336 | 405 | 15.448 | 0.034415 | 0.3348 | 10.9128 | 0 | 1.5998 | 1 | 1 |  | TRUE
47 | BIRK21-LISD2A (Cable) |  | 336 | 503 | 12.891 | 0.015898 | 0.1747 | 408.2785 | 0 | 1.5515 | 1 | 1 |  | TRUE
48 | BISW21-FECK21 (OHL) |  | 388 | 472 | 22.83 | 0.031072 | 0.3191 | 11.4861 | 0 | 1.5998 | 1 | 1 |  | TRUE
49 | BISW21-KITW21 (OHL) |  | 388 | 408 | 27.111 | 0.029401 | 0.31342 | 11.7135 | 0 | 1.5998 | 1 | 1 |  | TRUE
50 | BISW21-KITW21 (OHL) |  | 388 | 408 | 24.226 | 0.029094 | 0.31291 | 11.7354 | 0 | 1.5998 | 1 | 1 |  | TRUE
51 | BISW21-PENN21 (OHL) |  | 388 | 380 | 30.172 | 0.030905 | 0.31897 | 11.492 | 0 | 1.5998 | 1 | 1 |  | TRUE
52 | BLYT21-STEW21 (OHL) |  | 469 | 422 | 26.779 | 0.04157 | 0.39299 | 9.4251 | 0 | 1.1295 | 1 | 1 |  | TRUE
53 | BLYT21-STEW21 (OHL) |  | 469 | 422 | 26.711 | 0.041591 | 0.39297 | 9.4252 | 0 | 1.1295 | 1 | 1 |  | TRUE
54 | BLYT21-TYNE21 (OHL) |  | 469 | 515 | 16.818 | 0.033365 | 0.32124 | 11.4229 | 0 | 2.5613 | 1 | 1 |  | TRUE
55 | BLYT41-MEDB4A (Composite) |  | 54 | 153 | 26.757 | 0.025474 | 0.30736 | 13.3964 | 0 | 2.7583 | 1 | 1 |  | TRUE
56 | BLYT41-MEDB4B (Composite) |  | 54 | 314 | 27.126 | 0.025304 | 0.30636 | 17.6876 | 0 | 2.7583 | 1 | 1 |  | TRUE
57 | BODE41-PENM4A (Cable) |  | 200 | 297 | 0.8 | 0.016 | 0.188 | 190.0012 | 0 | 1.4145 | 1 | 1 |  | TRUE
58 | BODE41-PENM4B (OHL) |  | 200 | 136 | 0.5 | 0.016 | 0.2784 | 13.0666 | 0 | 3.6229 | 1 | 1 |  | TRUE
59 | BOLN41-LOVE41 (OHL) |  | 187 | 18 | 64.774 | 0.017365 | 0.27828 | 13.1146 | 0 | 3.9909 | 1 | 1 |  | TRUE
60 | BOLN41-LOVE41 (OHL) |  | 187 | 18 | 64.774 | 0.017365 | 0.27828 | 13.1146 | 0 | 3.9909 | 1 | 1 |  | TRUE
61 | BOLN41-NINF41 (OHL) |  | 187 | 277 | 51.404 | 0.017368 | 0.2783 | 13.1146 | 0 | 3.9909 | 1 | 1 |  | TRUE
62 | BOTW41-CHIL41 (OHL) |  | 181 | 212 | 7.479 | 0.01412 | 0.2749 | 13.372 | 0 | 4.2883 | 1 | 1 |  | TRUE
63 | BOTW41-LOVE41 (OHL) |  | 181 | 18 | 14.672 | 0.014177 | 0.27481 | 13.3719 | 0 | 4.2883 | 1 | 1 |  | TRUE
64 | BRAW21-ELLA21 (Composite) |  | 344 | 486 | 16.883 | 0.034446 | 0.31956 | 13.5583 | 0 | 1.2996 | 1 | 1 |  | TRUE
65 | BRAW21-KIRK21 (Composite) |  | 344 | 371 | 21.826 | 0.029244 | 0.29625 | 104.4028 | 0 | 1.2996 | 1 | 1 |  | TRUE
66 | BRAW21-MONF21 (OHL) |  | 344 | 502 | 51.155 | 0.017356 | 0.27828 | 13.1145 | 0 | 2.1372 | 1 | 1 |  | TRUE
67 | BRAW4A-PADI41 (OHL) |  | 148 | 288 | 59.3 | 0.020344 | 0.30546 | 12.0516 | 0 | 3.0975 | 1 | 1 |  | TRUE
68 | BRED21-MACC21 (OHL) |  | 374 | 437 | 19.612 | 0.029615 | 0.31338 | 11.7198 | 0 | 1.5809 | 1 | 1 |  | TRUE
69 | BRED21-SMAN21 (parallel Composite) |  | 374 | 395 | 15.633 | 0.024816 | 0.22272 | 125.9028 | 0 | 1.5725 | 1 | 1 |  | TRUE
70 | BRED21-STAL21 (OHL) |  | 374 | 354 | 15.054 | 0.033407 | 0.31865 | 11.4951 | 0 | 1.942 | 1 | 1 |  | TRUE
71 | BRFO41-NORM41 (Composite) |  | 59 | 29 | 61.676 | 0.025501 | 0.3222 | 12.0365 | 0 | 1.9428 | 1 | 1 |  | TRUE
72 | BRFO41-NORM41 (Composite) |  | 59 | 29 | 61.676 | 0.025501 | 0.3222 | 12.0365 | 0 | 1.9428 | 1 | 1 |  | TRUE
73 | BRIM2A-TOTT23 (Composite) |  | 482 | 456 | 7.748 | 0.033674 | 0.31566 | 29.3254 | 0 | 1.942 | 1 | 1 |  | TRUE
74 | BRIM2A-WALX22 (OHL) |  | 482 | 372 | 5.865 | 0.034557 | 0.32004 | 11.4186 | 0 | 1.942 | 1 | 1 |  | TRUE
75 | BRIM2B-TOTT22 (Composite) |  | 335 | 366 | 7.698 | 0.0335 | 0.31447 | 34.1935 | 0 | 1.942 | 1 | 1 |  | TRUE
76 | BRIM2B-WALX22 (OHL) |  | 335 | 372 | 5.997 | 0.034553 | 0.32005 | 11.4186 | 0 | 1.942 | 1 | 1 |  | TRUE
77 | BRIN21-CHTE21 (Composite) |  | 458 | 455 | 22.684 | 0.017303 | 0.27688 | 17.35 | 0 | 1.5809 | 1 | 1 |  | TRUE
78 | BRIN21-JORD21 (Composite) |  | 458 | 443 | 14.746 | 0.033181 | 0.30351 | 45.7933 | 0 | 1.0476 | 1 | 1 |  | TRUE
79 | BRIN21-NORL2A (Composite) |  | 458 | 327 | 16.102 | 0.033252 | 0.28579 | 64.8799 | 0 | 0.79989 | 1 | 1 |  | TRUE
80 | BRIN21-TEMP21 (OHL) |  | 458 | 328 | 2.757 | 0.034562 | 0.32093 | 11.386 | 0 | 1.5998 | 1 | 1 |  | TRUE
81 | BRIN21-TEMP22 (OHL) |  | 458 | 521 | 2.757 | 0.034562 | 0.32093 | 11.386 | 0 | 1.5998 | 1 | 1 |  | TRUE
82 | BRIN22-CHTE21 (OHL) |  | 400 | 455 | 22.375 | 0.017339 | 0.27837 | 13.1095 | 0 | 2.1372 | 1 | 1 |  | TRUE
83 | BRIN22-THUR21 (OHL) |  | 400 | 425 | 5.704 | 0.079417 | 0.31608 | 11.5269 | 0 | 1.1232 | 1 | 1 |  | TRUE
84 | BRIN22-TINP21 (OHL) |  | 400 | 434 | 3.17 | 0.034592 | 0.32015 | 11.4189 | 0 | 1.5998 | 1 | 1 |  | TRUE
85 | BRIN22-TINP22 (OHL) |  | 400 | 367 | 3.17 | 0.034592 | 0.32015 | 11.4189 | 0 | 1.5998 | 1 | 1 |  | TRUE
86 | BRIN41-THOM41 (OHL) |  | 205 | 242 | 36.299 | 0.017367 | 0.2784 | 13.111 | 0 | 3.1581 | 1 | 1 |  | TRUE
87 | BRIN41-THOM42 (OHL) |  | 205 | 257 | 36.299 | 0.017367 | 0.2784 | 13.111 | 0 | 3.1913 | 1 | 1 |  | TRUE
88 | BRLE41-DIDC41 (parallel Composite) |  | 185 | 223 | 43.391 | 0.01545 | 0.24794 | 39.9191 | 0 | 3.2 | 1 | 1 |  | TRUE
89 | BRLE41-DIDC41 (parallel Composite) |  | 185 | 223 | 43.391 | 0.01545 | 0.24776 | 61.6059 | 0 | 2.9402 | 1 | 1 |  | TRUE
90 | BRLE41-FLEE41 (OHL) |  | 185 | 4 | 17.555 | 0.017317 | 0.27826 | 13.1146 | 0 | 3.2 | 1 | 1 |  | TRUE
91 | BRLE41-FLEE41 (OHL) |  | 185 | 4 | 17.555 | 0.017317 | 0.27826 | 13.1146 | 0 | 3.2 | 1 | 1 |  | TRUE
92 | BRLE41-WWEY4A (OHL) |  | 185 | 161 | 49.375 | 0.025568 | 0.30769 | 11.9634 | 0 | 2.7583 | 1 | 1 |  | TRUE
93 | BRLE41-WWEY4B (OHL) |  | 185 | 312 | 49.375 | 0.025568 | 0.30769 | 11.9634 | 0 | 2.7583 | 1 | 1 |  | TRUE
94 | BURW41-PELH41 (OHL) |  | 276 | 294 | 42.934 | 0.014199 | 0.2748 | 13.3711 | 0 | 3.2303 | 1 | 1 |  | TRUE
95 | BURW41-PELH41 (OHL) |  | 276 | 294 | 42.782 | 0.014174 | 0.27481 | 13.3713 | 0 | 4.2883 | 1 | 1 |  | TRUE
96 | BURW41-WALP41 (OHL) |  | 276 | 50 | 51.189 | 0.014191 | 0.27481 | 13.3716 | 0 | 4.2883 | 1 | 1 |  | TRUE
97 | BURW41-WALP41 (OHL) |  | 276 | 50 | 51.183 | 0.014192 | 0.27481 | 13.3716 | 0 | 4.2883 | 1 | 1 |  | TRUE
98 | BUSH21-DRAK21 (OHL) |  | 451 | 479 | 38.153 | 0.028939 | 0.31746 | 11.5659 | 0 | 2.1372 | 1 | 1 |  | TRUE
99 | BUSH21-PENN21 (OHL) |  | 451 | 380 | 21.653 | 0.028779 | 0.31706 | 11.5845 | 0 | 1.5998 | 1 | 1 |  | TRUE
100 | BUSH21-WIEN2B (Composite) |  | 451 | 450 | 9.515 | 0.024718 | 0.27055 | 213.8488 | 0 | 1.4297 | 1 | 1 |  | TRUE
101 | BUST21-NECH21 (Composite) |  | 496 | 481 | 10.296 | 0.019097 | 0.23277 | 312.8503 | 0 | 1.2576 | 1 | 1 |  | TRUE
102 | BUST21-NECH21 (Composite) |  | 496 | 481 | 10.267 | 0.019151 | 0.23298 | 313.0477 | 0 | 1.2576 | 1 | 1 |  | TRUE
103 | CAMA11-IROA13 (Cable) |  | 622 | 751 | 1 | 1.4201 | 9.6686 | 329.1979 | 0 | 0.86603 | 1 | 1 |  | TRUE
104 | CAMA12-IROA12 (Cable) |  | 680 | 670 | 1 | 1.4201 | 9.6686 | 329.1979 | 0 | 0.86603 | 1 | 1 |  | TRUE
105 | CANT41-CANT41 (Cable) |  | 271 | 271 | 0.1 | 0.016 | 0.192 | 217.147 | 0 | 4.4774 | 1 | 1 |  | TRUE
106 | CANT41-CANT41 (Cable) |  | 271 | 271 | 0.1 | 0.016 | 0.192 | 217.147 | 0 | 4.4774 | 1 | 1 |  | TRUE
107 | CANT41-CANT41 (Cable) |  | 271 | 271 | 0.1 | 0.016 | 0.192 | 217.147 | 0 | 4.4774 | 1 | 1 |  | TRUE
108 | CANT41-CLEH41 (OHL) |  | 271 | 118 | 14.7 | 0.024925 | 0.30694 | 11.9385 | 0 | 4.118 | 1 | 1 |  | TRUE
109 | CANT41-KEMS4A (OHL) |  | 271 | 122 | 28.2 | 0.024908 | 0.30701 | 11.9386 | 0 | 3.9909 | 1 | 1 |  | TRUE
110 | CANT41-RICH41 (OHL) |  | 271 | 43 | 25 | 0.025536 | 0.30771 | 11.9634 | 0 | 2.5995 | 1 | 1 |  | TRUE
111 | CANT41-RICH41 (OHL) |  | 271 | 43 | 25 | 0.025536 | 0.30771 | 11.9634 | 0 | 2.5995 | 1 | 1 |  | TRUE
112 | CANT41-SELL4C (OHL) |  | 271 | 250 | 26.711 | 0.024919 | 0.30699 | 11.9389 | 0 | 4.2695 | 1 | 1 |  | TRUE
113 | CANT41-SELL4D (OHL) |  | 271 | 65 | 26.711 | 0.024919 | 0.30699 | 11.9389 | 0 | 4.2709 | 1 | 1 |  | TRUE
114 | CAPE1A-INCE11 (Cable) |  | 552 | 737 | 1 | 0.38786 | 3.5984 | 593.4696 | 0 | 1.0497 | 1 | 1 |  | TRUE
115 | CAPE1B-INCE11 (Cable) |  | 624 | 737 | 1 | 0.38402 | 3.5634 | 592.1908 | 0 | 1.0497 | 1 | 1 |  | TRUE
116 | CAPE4A-CONQ41 (OHL) |  | 16 | 14 | 11.543 | 0.014138 | 0.27487 | 13.372 | 0 | 4.2883 | 1 | 1 |  | TRUE
117 | CAPE4A-FROD41 (OHL) |  | 16 | 209 | 18.404 | 0.017301 | 0.25438 | 14.4334 | 0 | 3.4901 | 1 | 1 |  | TRUE
118 | CAPE4B-CONQ41 (OHL) |  | 191 | 14 | 11.543 | 0.014138 | 0.27487 | 13.372 | 0 | 4.2883 | 1 | 1 |  | TRUE
119 | CAPE4B-FROD41 (OHL) |  | 191 | 209 | 18.315 | 0.017297 | 0.25439 | 14.4337 | 0 | 3.4901 | 1 | 1 |  | TRUE
120 | CARE21-COWT2A (OHL) |  | 379 | 457 | 27.881 | 0.041581 | 0.39298 | 9.4211 | 0 | 1.1295 | 1 | 1 |  | TRUE
121 | CARE21-USKM2B (OHL) |  | 379 | 468 | 19.94 | 0.041567 | 0.39299 | 9.4252 | 0 | 1.1295 | 1 | 1 |  | TRUE
122 | CARR21-SMAN21 (Composite) |  | 489 | 395 | 10.977 | 0.032725 | 0.32794 | 20.4276 | 0 | 1.3961 | 1 | 1 |  | TRUE
123 | CARR21-SMAN21 (Composite) |  | 489 | 395 | 9.427 | 0.033212 | 0.32899 | 17.3604 | 0 | 1.3961 | 1 | 1 |  | TRUE
124 | CARR41-KEAR41 (OHL) |  | 284 | 245 | 13.154 | 0.027368 | 0.31309 | 11.7403 | 0 | 2.8564 | 1 | 1 |  | TRUE
125 | CARR41-PEWO4A (OHL) |  | 284 | 64 | 56.9 | 0.027782 | 0.31435 | 11.692 | 0 | 2.8001 | 1 | 1 |  | TRUE
126 | CARR42-DAIN41 (OHL) |  | 112 | 180 | 2.063 | 0.027145 | 0.31333 | 11.7312 | 0 | 2.1651 | 1 | 1 |  | TRUE
127 | CARR4B-DAIN41 (OHL) |  | 259 | 180 | 2.036 | 0.029077 | 0.31827 | 11.5213 | 0 | 2.2416 | 1 | 1 |  | TRUE
128 | CELL41-DAIN41 (parallel Composite) |  | 186 | 180 | 55.722 | 0.024321 | 0.29604 | 27.4666 | 0 | 3.3198 | 1 | 1 |  | TRUE
129 | CELL41-MACC41 (OHL) |  | 186 | 62 | 31.617 | 0.02505 | 0.30702 | 11.9478 | 0 | 4.2695 | 1 | 1 |  | TRUE
130 | CHIC41-EXET41 (Composite) |  | 167 | 173 | 75.92 | 0.016565 | 0.28588 | 40.0635 | 0 | 3.2 | 1 | 1 |  | TRUE
131 | CHIC41-MANN41 (OHL) |  | 167 | 131 | 53.913 | 0.017361 | 0.27829 | 13.1146 | 0 | 3.4901 | 1 | 1 |  | TRUE
132 | CHIC4A-MANN41 (OHL) |  | 234 | 131 | 54.066 | 0.017371 | 0.2783 | 13.1145 | 0 | 3.4901 | 1 | 1 |  | TRUE
133 | CHIL41-FAWL41 (Cable) |  | 212 | 145 | 3.73 | 0.015871 | 0.1008 | 303.9859 | 0 | 1.1547 | 1 | 1 |  | TRUE
134 | CHIL41-FAWL41 (Cable) |  | 212 | 145 | 3.69 | 0.016043 | 0.1006 | 303.9859 | 0 | 1.1547 | 1 | 1 |  | TRUE
135 | CHIL41-LOVE41 (Composite) |  | 212 | 18 | 22.694 | 0.014171 | 0.27426 | 17.7504 | 0 | 1.3005 | 1 | 1 |  | TRUE
136 | CHSI21-WWEY21 (OHL) |  | 524 | 459 | 15.318 | 0.025623 | 0.30753 | 11.9556 | 0 | 2.3178 | 1 | 1 |  | TRUE
137 | CHSI21-WWEY22 (OHL) |  | 524 | 382 | 15.347 | 0.025624 | 0.30754 | 11.9555 | 0 | 2.3178 | 1 | 1 |  | TRUE
138 | CHTE21-HIGM21 (OHL) |  | 455 | 526 | 43.792 | 0.021034 | 0.31188 | 11.7993 | 0 | 2.6411 | 1 | 1 |  | TRUE
139 | CHTE21-HIGM21 (OHL) |  | 455 | 526 | 43.651 | 0.021032 | 0.31188 | 11.7995 | 0 | 2.8868 | 1 | 1 |  | TRUE
140 | CHUE4A-TILB41 (Composite) |  | 263 | 311 | 13.525 | 0.024488 | 0.30391 | 19.1723 | 0 | 3.7398 | 1 | 1 |  | TRUE
141 | CHUE4A-WTHU4D (OHL) |  | 263 | 113 | 2.419 | 0.025134 | 0.32278 | 11.333 | 0 | 4.2695 | 1 | 1 |  | TRUE
142 | CHUE4B-TILB41 (Composite) |  | 247 | 311 | 13.525 | 0.024488 | 0.30391 | 19.1723 | 0 | 3.7398 | 1 | 1 |  | TRUE
143 | CHUE4B-WTHU4C (OHL) |  | 247 | 21 | 2.581 | 0.024797 | 0.32174 | 11.3647 | 0 | 4.2695 | 1 | 1 |  | TRUE
144 | CILF2A-UPPB21 (OHL) |  | 360 | 383 | 6.975 | 0.034587 | 0.32006 | 11.4191 | 0 | 1.5998 | 1 | 1 |  | TRUE
145 | CILF2B-UPPB22 (OHL) |  | 373 | 416 | 6.975 | 0.034587 | 0.32006 | 11.4191 | 0 | 1.5998 | 1 | 1 |  | TRUE
146 | CILF41-IMPP41 (OHL) |  | 184 | 152 | 25.119 | 0.017389 | 0.28001 | 13.0489 | 0 | 3.2 | 1 | 1 |  | TRUE
147 | CILF41-RASS41 (OHL) |  | 184 | 204 | 26.901 | 0.017367 | 0.27829 | 13.1144 | 0 | 3.2 | 1 | 1 |  | TRUE
148 | CILF41-RHIG41 (OHL) |  | 184 | 202 | 25.011 | 0.017336 | 0.27828 | 13.1146 | 0 | 3.2 | 1 | 1 |  | TRUE
149 | CILF41-SWAN41 (OHL) |  | 184 | 221 | 61.595 | 0.017352 | 0.27828 | 13.1144 | 0 | 3.2 | 1 | 1 |  | TRUE
150 | CILF41-SWAN42 (OHL) |  | 184 | 143 | 61.655 | 0.017361 | 0.2783 | 13.1143 | 0 | 3.8856 | 1 | 1 |  | TRUE
151 | CILF41-WHSO4A (OHL) |  | 184 | 2 | 35.208 | 0.017405 | 0.27953 | 13.0675 | 0 | 3.2 | 1 | 1 |  | TRUE
152 | CITR41-CITR41 (Cable) |  | 19 | 19 | 0.1 | 0.016 | 0.128 | 358.0986 | 0 | 1.95 | 1 | 1 |  | TRUE
153 | CITR41-CITR41 (Cable) |  | 19 | 19 | 0.1 | 0.016 | 0.128 | 358.0986 | 0 | 1.9659 | 1 | 1 |  | TRUE
154 | CITR41-PUDM41 (Cable) |  | 19 | 57 | 7.29 | 0.014486 | 0.13125 | 358.0986 | 0 | 1.4203 | 1 | 1 |  | TRUE
155 | CITR41-SJOW41 (Cable) |  | 19 | 190 | 7.243 | 0.014359 | 0.13122 | 358.0986 | 0 | 1.4203 | 1 | 1 |  | TRUE
156 | CITR41-SJOW41 (Cable) |  | 19 | 190 | 6.776 | 0.014404 | 0.13129 | 358.0986 | 0 | 1.4203 | 1 | 1 |  | TRUE
157 | CITR41-WHAM4B (Cable) |  | 19 | 159 | 9.39 | 0.014483 | 0.1312 | 358.0986 | 0 | 1.4203 | 1 | 1 |  | TRUE
158 | CLEH41-KEMS4B (OHL) |  | 118 | 133 | 13.5 | 0.024889 | 0.30696 | 11.9385 | 0 | 4.118 | 1 | 1 |  | TRUE
159 | CONQ41-DAIN41 (OHL) |  | 14 | 180 | 60.331 | 0.024929 | 0.30697 | 11.9383 | 0 | 4.118 | 1 | 1 |  | TRUE
160 | CONQ41-DAIN41 (OHL) |  | 14 | 180 | 60.294 | 0.024891 | 0.30682 | 11.9447 | 0 | 4.118 | 1 | 1 |  | TRUE
161 | CONQ41-FLIB41 (Cable) |  | 14 | 155 | 3.495 | 0.010072 | 0.2289 | 250.0002 | 0 | 2.0048 | 1 | 1 |  | TRUE
162 | CONQ41-FLIB41 (Cable) |  | 14 | 155 | 3.388 | 0.01039 | 0.22904 | 250.0002 | 0 | 2.0048 | 1 | 1 |  | TRUE
163 | CONQ41-PENM4A (Composite) |  | 14 | 297 | 30.427 | 0.0173 | 0.27765 | 14.5228 | 0 | 3.2 | 1 | 1 |  | TRUE
164 | CONQ41-PENM4B (Composite) |  | 14 | 136 | 30.427 | 0.0173 | 0.27765 | 14.5228 | 0 | 3.2 | 1 | 1 |  | TRUE
165 | CONQ41-TREU4A (OHL) |  | 14 | 244 | 14.323 | 0.027369 | 0.31301 | 11.7463 | 0 | 3.0946 | 1 | 1 |  | TRUE
166 | CONQ41-TREU4B (OHL) |  | 14 | 46 | 14.323 | 0.027369 | 0.31301 | 11.7463 | 0 | 2.8564 | 1 | 1 |  | TRUE
167 | COSO41-RAYL41 (OHL) |  | 15 | 88 | 13.913 | 0.024955 | 0.31027 | 11.8112 | 0 | 3.8437 | 1 | 1 |  | TRUE
168 | COSO41-TILB4B (OHL) |  | 15 | 41 | 12.363 | 0.024978 | 0.3106 | 11.7963 | 0 | 3.1278 | 1 | 1 |  | TRUE
169 | COTT41-MARH4B (OHL) |  | 82 | 86 | 100.853 | 0.028112 | 0.31495 | 11.6639 | 0 | 2.5201 | 1 | 1 |  | TRUE
170 | COTT41-RYHA4A (OHL) |  | 82 | 269 | 76.891 | 0.017354 | 0.2783 | 13.1145 | 0 | 3.2 | 1 | 1 |  | TRUE
171 | COTT41-STAY41 (parallel Composite) |  | 82 | 51 | 28.288 | 0.02862 | 0.31357 | 15.163 | 0 | 2.8564 | 1 | 1 |  | TRUE
172 | COTT42-RYHA4B (OHL) |  | 171 | 241 | 76.816 | 0.017371 | 0.2783 | 13.1146 | 0 | 3.2 | 1 | 1 |  | TRUE
173 | COTT42-STAY41 (OHL) |  | 171 | 51 | 27.698 | 0.025475 | 0.30599 | 12.0189 | 0 | 2.8564 | 1 | 1 |  | TRUE
174 | COTT42-WBUR42 (OHL) |  | 171 | 116 | 6.76 | 0.024852 | 0.31266 | 11.7547 | 0 | 4.2883 | 1 | 1 |  | TRUE
175 | COVE21-NECH21 (OHL) |  | 412 | 481 | 30.715 | 0.015241 | 0.27603 | 13.2911 | 0 | 2.1372 | 1 | 1 |  | TRUE
176 | COVE21-RATS2A (Composite) |  | 412 | 530 | 65.363 | 0.025118 | 0.30526 | 15.0311 | 0 | 2.0995 | 1 | 1 |  | TRUE
177 | COWL41-CULJ4A (OHL) |  | 283 | 237 | 6.496 | 0.017241 | 0.27833 | 13.1145 | 0 | 3.2 | 1 | 1 |  | TRUE
178 | COWL41-DIDC41 (OHL) |  | 283 | 223 | 11.503 | 0.017387 | 0.27833 | 13.1142 | 0 | 3.2 | 1 | 1 |  | TRUE
179 | COWL41-ECLA41 (OHL) |  | 283 | 272 | 36.301 | 0.017366 | 0.2783 | 13.1146 | 0 | 3.2 | 1 | 1 |  | TRUE
180 | COWL41-LEIB4A (OHL) |  | 283 | 61 | 52.495 | 0.016367 | 0.27721 | 13.1956 | 0 | 3.2 | 1 | 1 |  | TRUE
181 | COWL41-MITY41 (Composite) |  | 283 | 12 | 102.197 | 0.0222 | 0.28953 | 19.0912 | 0 | 1.2658 | 1 | 1 |  | TRUE
182 | COWL41-WALH41 (Composite) |  | 283 | 92 | 91.645 | 0.019728 | 0.28573 | 19.9888 | 0 | 1.2658 | 1 | 1 |  | TRUE
183 | COWT2A-PYLE21 (OHL) |  | 457 | 401 | 22.6 | 0.044639 | 0.3109 | 11.8153 | 0 | 1.6586 | 1 | 1 |  | TRUE
184 | CREB2A-HEDO21 (OHL) |  | 462 | 436 | 20.347 | 0.020963 | 0.28199 | 13.0572 | 0 | 3.1912 | 1 | 1 |  | TRUE
185 | CREB2B-SAEN21 (OHL) |  | 399 | 464 | 20.347 | 0.020963 | 0.28199 | 13.0572 | 0 | 3.1912 | 1 | 1 |  | TRUE
186 | CREB41-GART4A (OHL) |  | 317 | 324 | 32.081 | 0.017356 | 0.2783 | 13.1142 | 0 | 3.8437 | 1 | 1 |  | TRUE
187 | CREB41-GART4B (OHL) |  | 317 | 55 | 32.109 | 0.017341 | 0.2783 | 13.1141 | 0 | 3.8437 | 1 | 1 |  | TRUE
188 | CULJ4A-DIDC41 (OHL) |  | 237 | 223 | 4.898 | 0.017313 | 0.27832 | 13.1145 | 0 | 3.2 | 1 | 1 |  | TRUE
189 | DAIN41-MACC41 (parallel Composite) |  | 180 | 62 | 35.993 | 0.024049 | 0.28943 | 36.9223 | 0 | 3.0946 | 1 | 1 |  | TRUE
190 | DAMC41-KINO41 (Cable) |  | 149 | 240 | 0.919 | 0.001741 | 0.0087051 | 57.2953 | 0 | 2.2055 | 1 | 1 |  | TRUE
191 | DINO41-PENT41 (Cable) |  | 150 | 28 | 10.762 | 0.01115 | 0.17603 | 397.8874 | 0 | 2.2473 | 1 | 1 |  | TRUE
192 | DINO41-PENT41 (Composite) |  | 150 | 28 | 10.728 | 0.01387 | 0.2091 | 235.4349 | 0 | 2.2675 | 1 | 1 |  | TRUE
193 | DRAK41-BUST4A (OHL) |  | 208 | 20 | 34.592 | 0.017345 | 0.27831 | 13.1141 | 0 | 1.592 | 1 | 1 |  | TRUE
194 | DRAK41-BUST4B (OHL) |  | 208 | 33 | 34.537 | 0.017373 | 0.27829 | 13.1141 | 0 | 3.2 | 1 | 1 |  | TRUE
195 | DRAK41-HAMH41 (OHL) |  | 208 | 166 | 29.434 | 0.029028 | 0.31838 | 11.5291 | 0 | 2.5201 | 1 | 1 |  | TRUE
196 | DRAK41-OLDB4A (Composite) |  | 208 | 243 | 49.318 | 0.02988 | 0.3179 | 14.7267 | 0 | 1.5415 | 1 | 1 |  | TRUE
197 | DRAK41-RATS41 (OHL) |  | 208 | 39 | 32.907 | 0.028298 | 0.3176 | 11.563 | 0 | 2.5201 | 1 | 1 |  | TRUE
198 | DRAK41-RUGE41 (OHL) |  | 208 | 85 | 20.966 | 0.028923 | 0.31846 | 11.5285 | 0 | 2.5201 | 1 | 1 |  | TRUE
199 | DRAK41-WILE41 (OHL) |  | 208 | 158 | 16.937 | 0.029096 | 0.31836 | 11.5284 | 0 | 2.5201 | 1 | 1 |  | TRUE
200 | DRAX41-EGGB42 (Composite) |  | 307 | 141 | 11.828 | 0.017315 | 0.27284 | 50.9636 | 0 | 2.7107 | 1 | 1 |  | TRUE
201 | DRAX41-FENW4A (OHL) |  | 307 | 178 | 13.443 | 0.017377 | 0.27827 | 13.1146 | 0 | 3.8856 | 1 | 1 |  | TRUE
202 | DRAX41-THTO42 (OHL) |  | 307 | 228 | 22.579 | 0.014031 | 0.27473 | 13.3968 | 0 | 4.792 | 1 | 1 |  | TRUE
203 | DRAX42-EGGB41 (OHL) |  | 17 | 83 | 11.188 | 0.017733 | 0.28359 | 12.9105 | 0 | 3.5319 | 1 | 1 |  | TRUE
204 | DRAX42-THOM41 (OHL) |  | 17 | 242 | 21.73 | 0.022899 | 0.29393 | 12.4918 | 0 | 3.2447 | 1 | 1 |  | TRUE
205 | DRAX42-THTO41 (OHL) |  | 17 | 303 | 22.579 | 0.014031 | 0.27473 | 13.3968 | 0 | 4.792 | 1 | 1 |  | TRUE
206 | DUNG41-NINF41 (OHL) |  | 48 | 277 | 44.081 | 0.014192 | 0.2748 | 13.3714 | 0 | 3.4901 | 1 | 1 |  | TRUE
207 | DUNG41-NINF41 (OHL) |  | 48 | 277 | 44.056 | 0.0142 | 0.27481 | 13.3715 | 0 | 3.4901 | 1 | 1 |  | TRUE
208 | DUNG41-SELL4E (OHL) |  | 48 | 306 | 25.387 | 0.024895 | 0.30699 | 11.9385 | 0 | 3.4901 | 1 | 1 |  | TRUE
209 | DUNG41-SELL4F (OHL) |  | 48 | 260 | 25.403 | 0.024942 | 0.30699 | 11.9384 | 0 | 3.4901 | 1 | 1 |  | TRUE
210 | EALI21-LALE21 (Cable) |  | 428 | 439 | 19.658 | 0.020428 | 0.1505 | 358.1907 | 0 | 0.84188 | 1 | 1 |  | TRUE
211 | EALI21-LALE21 (Cable) |  | 428 | 439 | 19.658 | 0.020428 | 0.1505 | 358.1907 | 0 | 0.89437 | 1 | 1 |  | TRUE
212 | EALI21-WISD2A (Cable) |  | 428 | 365 | 6.075 | 0.015063 | 0.17316 | 426.3771 | 0 | 1.5431 | 1 | 1 |  | TRUE
213 | EASO41-WYMO41 (OHL) |  | 47 | 76 | 35.272 | 0.017374 | 0.27829 | 13.1146 | 0 | 3.2 | 1 | 1 |  | TRUE
214 | EASO4A-RYHA4B (OHL) |  | 192 | 241 | 58.769 | 0.01737 | 0.2783 | 13.1143 | 0 | 3.2 | 1 | 1 |  | TRUE
215 | EASO4B-RYHA4A (OHL) |  | 90 | 269 | 58.95 | 0.017371 | 0.27828 | 13.1142 | 0 | 3.2 | 1 | 1 |  | TRUE
216 | EASO4B-WYMO41 (OHL) |  | 90 | 76 | 35.272 | 0.017374 | 0.27829 | 13.1146 | 0 | 3.2 | 1 | 1 |  | TRUE
217 | ECLA41-LEIB4B (OHL) |  | 272 | 58 | 15.985 | 0.014113 | 0.27476 | 13.3804 | 0 | 3.2 | 1 | 1 |  | TRUE
218 | ECLA41-PAFB4A (OHL) |  | 272 | 256 | 44.72 | 0.029123 | 0.31835 | 11.5297 | 0 | 2.5201 | 1 | 1 |  | TRUE
219 | ECLA41-PAFB4B (OHL) |  | 272 | 275 | 44.886 | 0.029123 | 0.31835 | 11.5295 | 0 | 2.5201 | 1 | 1 |  | TRUE
220 | EGGB41-ROCH4A (Composite) |  | 83 | 77 | 85.575 | 0.026475 | 0.30315 | 14.9846 | 0 | 1.6195 | 1 | 1 |  | TRUE
221 | EGGB41-THOM41 (Composite) |  | 83 | 242 | 28.267 | 0.016585 | 0.27719 | 15.3773 | 0 | 2.5995 | 1 | 1 |  | TRUE
222 | EGGB42-FERR4A (OHL) |  | 141 | 117 | 11.864 | 0.017262 | 0.27822 | 13.1178 | 0 | 3.2 | 1 | 1 |  | TRUE
223 | EGGB42-STSB4B (OHL) |  | 141 | 37 | 48.084 | 0.017303 | 0.27821 | 13.1186 | 0 | 3.2 | 1 | 1 |  | TRUE
224 | ELLA21-FERR22 (OHL) |  | 486 | 392 | 45.565 | 0.026107 | 0.30282 | 12.1449 | 0 | 2.4165 | 1 | 1 |  | TRUE
225 | ELLA21-KIRK21 (Composite) |  | 486 | 371 | 39.039 | 0.031343 | 0.30539 | 69.0823 | 0 | 1.2996 | 1 | 1 |  | TRUE
226 | ELLA21-STAL21 (OHL) |  | 486 | 354 | 39.6 | 0.031453 | 0.31747 | 11.5527 | 0 | 1.5998 | 1 | 1 |  | TRUE
227 | ELST12-HEND11 (Cable) |  | 731 | 554 | 1 | 0.14113 | 1.1047 | 2924.7826 | 0 | 0.9535 | 1 | 1 |  | TRUE
228 | ELST21-MILH2A (Composite) |  | 525 | 402 | 12.713 | 0.032599 | 0.23574 | 184.337 | 0 | 0.90277 | 1 | 1 |  | TRUE
229 | ELST21-MILH2B (Composite) |  | 525 | 346 | 12.657 | 0.032623 | 0.23613 | 183.5677 | 0 | 0.90277 | 1 | 1 |  | TRUE
230 | ELST21-WARL21 (Composite) |  | 525 | 407 | 59.469 | 0.031143 | 0.31366 | 13.6331 | 0 | 1.2996 | 1 | 1 |  | TRUE
231 | ELST21-WATS21 (Composite) |  | 525 | 475 | 5.797 | 0.033136 | 0.31257 | 42.124 | 0 | 1.2996 | 1 | 1 |  | TRUE
232 | ELST22-WARL21 (Composite) |  | 449 | 407 | 59.834 | 0.031042 | 0.3131 | 16.0726 | 0 | 1.2996 | 1 | 1 |  | TRUE
233 | ELST22-WATS22 (Composite) |  | 449 | 403 | 5.62 | 0.033776 | 0.31582 | 29.041 | 0 | 1.2996 | 1 | 1 |  | TRUE
234 | ELST41-SJOW41 (Cable) |  | 135 | 190 | 20 | 0.0112 | 0.1408 | 242.9998 | 0 | 2.4003 | 1 | 1 |  | TRUE
235 | ENDE41-PAFB4A (OHL) |  | 94 | 256 | 41.13 | 0.027581 | 0.31319 | 11.7329 | 0 | 2.5201 | 1 | 1 |  | TRUE
236 | ENDE41-PAFB4B (OHL) |  | 94 | 275 | 41.13 | 0.027581 | 0.31319 | 11.7329 | 0 | 2.5201 | 1 | 1 |  | TRUE
237 | ENDE41-RATS41 (OHL) |  | 94 | 39 | 36.941 | 0.017282 | 0.25433 | 14.4348 | 0 | 3.2 | 1 | 1 |  | TRUE
238 | ENDE41-RATS41 (OHL) |  | 94 | 39 | 36.873 | 0.01727 | 0.25436 | 14.4349 | 0 | 3.2 | 1 | 1 |  | TRUE
239 | EXET41-TAUN41 (OHL) |  | 173 | 89 | 38.147 | 0.029108 | 0.31835 | 11.5294 | 0 | 2.5201 | 1 | 1 |  | TRUE
240 | EXET41-TAUN42 (OHL) |  | 173 | 214 | 38.107 | 0.029097 | 0.31835 | 11.5294 | 0 | 2.5201 | 1 | 1 |  | TRUE
241 | FAWL41-MANN41 (Composite) |  | 145 | 131 | 61.115 | 0.016912 | 0.25785 | 25.3601 | 0 | 3.2 | 1 | 1 |  | TRUE
242 | FAWL41-MAWO41 (OHL) |  | 145 | 67 | 18.639 | 0.01837 | 0.26285 | 14.0535 | 0 | 3.1278 | 1 | 1 |  | TRUE
243 | FECK41-HAMH41 (OHL) |  | 163 | 166 | 43.314 | 0.028813 | 0.31846 | 11.5294 | 0 | 2.5201 | 1 | 1 |  | TRUE
244 | FECK41-IRON41 (OHL) |  | 163 | 229 | 66.123 | 0.029763 | 0.31815 | 11.5346 | 0 | 2.5201 | 1 | 1 |  | TRUE
245 | FECK41-MITY41 (OHL) |  | 163 | 12 | 78.649 | 0.031065 | 0.31893 | 11.4973 | 0 | 2.4711 | 1 | 1 |  | TRUE
246 | FECK41-WALH41 (OHL) |  | 163 | 92 | 67.986 | 0.029112 | 0.31835 | 11.5296 | 0 | 2.4711 | 1 | 1 |  | TRUE
247 | FENW4A-KEAD42 (parallel OHL) |  | 178 | 176 | 42.517 | 0.0074511 | 0.081323 | 11.5294 | 0 | 3.8437 | 1 | 1 |  | TRUE
248 | FENW4A-THOM42 (OHL) |  | 178 | 257 | 8.287 | 0.031857 | 0.31915 | 11.4815 | 0 | 2.5201 | 1 | 1 |  | TRUE
249 | FERR21-MONF21 (OHL) |  | 452 | 502 | 4.485 | 0.017368 | 0.27839 | 13.1067 | 0 | 2.534 | 1 | 1 |  | TRUE
250 | FERR21-SKLG21 (Composite) |  | 452 | 509 | 20.718 | 0.036174 | 0.36042 | 19.9253 | 0 | 1.5788 | 1 | 1 |  | TRUE
251 | FERR22-FERR2B (Composite) |  | 392 | 522 | 0.714 | 0.021183 | 0.24785 | 78.18 | 0 | 2.0596 | 1 | 1 |  | TRUE
252 | FERR23-FERR2A (OHL) |  | 393 | 466 | 0.586 | 0.016777 | 0.27875 | 13.1084 | 0 | 2.576 | 1 | 1 |  | TRUE
253 | FERR2A-MONF22 (OHL) |  | 466 | 485 | 3.922 | 0.017354 | 0.27844 | 13.1058 | 0 | 2.1372 | 1 | 1 |  | TRUE
254 | FERR2B-SKLG21 (Composite) |  | 522 | 509 | 20.105 | 0.036675 | 0.36377 | 18.3277 | 0 | 1.5788 | 1 | 1 |  | TRUE
255 | FFES21-TRAW21 (Composite) |  | 492 | 362 | 7.424 | 0.078538 | 0.31385 | 16.3668 | 0 | 0.69282 | 1 | 1 |  | TRUE
256 | FFES22-TRAW21 (OHL) |  | 342 | 362 | 7.358 | 0.079346 | 0.31605 | 11.5283 | 0 | 0.92796 | 1 | 1 |  | TRUE
257 | FIDF21-FROD21 (OHL) |  | 326 | 493 | 9.145 | 0.017366 | 0.27835 | 13.11 | 0 | 2.3178 | 1 | 1 |  | TRUE
258 | FIDF21-FROD22 (OHL) |  | 326 | 390 | 9.145 | 0.017366 | 0.27835 | 13.11 | 0 | 2.3178 | 1 | 1 |  | TRUE
259 | FIDF21-RAIN21 (OHL) |  | 326 | 431 | 7.963 | 0.01738 | 0.25433 | 14.4296 | 0 | 2.3178 | 1 | 1 |  | TRUE
260 | FIDF21-RAIN21 (OHL) |  | 326 | 431 | 7.963 | 0.01738 | 0.25433 | 14.4296 | 0 | 2.3178 | 1 | 1 |  | TRUE
261 | FLEE41-LOVE41 (OHL) |  | 4 | 18 | 41.095 | 0.024918 | 0.307 | 11.9386 | 0 | 4.3287 | 1 | 1 |  | TRUE
262 | FLEE41-LOVE41 (OHL) |  | 4 | 18 | 41.095 | 0.024918 | 0.307 | 11.9386 | 0 | 4.3287 | 1 | 1 |  | TRUE
263 | FOUR21-HARK24 (OHL) |  | 529 | 491 | 55.711 | 0.044647 | 0.32047 | 11.4923 | 0 | 1.4696 | 1 | 1 |  | TRUE
264 | FOUR21-STEW21 (OHL) |  | 529 | 422 | 27.731 | 0.044643 | 0.32046 | 11.4924 | 0 | 1.4696 | 1 | 1 |  | TRUE
265 | FROD41-ROCK41 (OHL) |  | 209 | 45 | 1.197 | 0.029407 | 0.31813 | 11.4962 | 0 | 1.5877 | 1 | 1 |  | TRUE
266 | GART4A-HUMR41 (OHL) |  | 324 | 170 | 37.372 | 0.017682 | 0.30033 | 12.2851 | 0 | 4.0746 | 1 | 1 |  | TRUE
267 | GART4A-KEAD43 (OHL) |  | 324 | 53 | 5.711 | 0.01737 | 0.2782 | 13.1127 | 0 | 3.8856 | 1 | 1 |  | TRUE
268 | GART4B-KEAD41 (OHL) |  | 55 | 123 | 5.689 | 0.017437 | 0.27815 | 13.1127 | 0 | 3.8856 | 1 | 1 |  | TRUE
269 | GART4B-KILL41 (OHL) |  | 55 | 102 | 34.462 | 0.017643 | 0.30025 | 12.2894 | 0 | 4.0746 | 1 | 1 |  | TRUE
270 | GRAI41-KEMS41 (Composite) |  | 299 | 231 | 9.922 | 0.017093 | 0.24382 | 69.694 | 0 | 3.4598 | 1 | 1 |  | TRUE
271 | GRAI41-KEMS41 (Composite) |  | 299 | 231 | 9.922 | 0.017093 | 0.24382 | 69.694 | 0 | 3.4598 | 1 | 1 |  | TRUE
272 | GRAI41-MEDW41 (OHL) |  | 299 | 207 | 2.5 | 0.03456 | 0.32832 | 11.0971 | 0 | 2.0063 | 1 | 1 |  | TRUE
273 | GREN41-MARH4A (OHL) |  | 285 | 249 | 28.74 | 0.029061 | 0.31827 | 11.5319 | 0 | 3.34 | 1 | 1 |  | TRUE
274 | GREN41-MARH4B (OHL) |  | 285 | 86 | 28.56 | 0.029132 | 0.31832 | 11.5296 | 0 | 2.5201 | 1 | 1 |  | TRUE
275 | GREN41-MILL4A (OHL) |  | 285 | 114 | 26 | 0.029108 | 0.31834 | 11.5296 | 0 | 2.5201 | 1 | 1 |  | TRUE
276 | GREN41-MILL4B (OHL) |  | 285 | 300 | 26 | 0.029108 | 0.31834 | 11.5296 | 0 | 2.5201 | 1 | 1 |  | TRUE
277 | GRIW41-KEAD41 (OHL) |  | 10 | 123 | 49.379 | 0.015229 | 0.28287 | 13.028 | 0 | 3.8437 | 1 | 1 |  | TRUE
278 | GRIW41-SHBA41 (OHL) |  | 10 | 84 | 12.673 | 0.016034 | 0.28836 | 12.7937 | 0 | 3.5853 | 1 | 1 |  | TRUE
279 | GRSA21-LACK2A (Composite) |  | 460 | 523 | 1.166 | 0.031781 | 0.30224 | 67.6373 | 0 | 2.1477 | 1 | 1 |  | TRUE
280 | GRSA21-LACK2B (Composite) |  | 460 | 513 | 1.166 | 0.031781 | 0.30224 | 67.6373 | 0 | 2.0995 | 1 | 1 |  | TRUE
281 | GRSA21-WILT2A (Cable) |  | 460 | 474 | 1 | 0.0001 | 0.083187 | 10 | 0 | 0.3842 | 1 | 1 |  | TRUE
282 | GRSA21-WILT2B (Cable) |  | 460 | 331 | 1 | 0.0001 | 0.083187 | 10 | 0 | 0.3884 | 1 | 1 |  | TRUE
283 | GRSB21-LACK2B (Composite) |  | 476 | 513 | 0.78 | 0.030056 | 0.28893 | 95.5995 | 0 | 2.0995 | 1 | 1 |  | TRUE
284 | GRSB21-LACK2C (Composite) |  | 476 | 361 | 0.78 | 0.030056 | 0.28893 | 95.5995 | 0 | 2.0995 | 1 | 1 |  | TRUE
285 | GRSB21-WILT2C (Cable) |  | 476 | 340 | 1 | 0.0001 | 0.083187 | 10 | 0 | 0.3779 | 1 | 1 |  | TRUE
286 | GRSB21-WILT2D (Cable) |  | 476 | 369 | 1 | 0.0001 | 0.083187 | 10 | 0 | 0.3989 | 1 | 1 |  | TRUE
287 | HACK41-HIBU41 (Cable) |  | 147 | 254 | 6.858 | 0.010032 | 0.19294 | 210.046 | 0 | 2.3094 | 1 | 1 |  | TRUE
288 | HACK41-HIBU41 (Cable) |  | 147 | 254 | 6.858 | 0.010032 | 0.19294 | 210.046 | 0 | 2.3094 | 1 | 1 |  | TRUE
289 | HACK41-WHAM41 (Cable) |  | 147 | 203 | 6.148 | 0.012752 | 0.23526 | 328.8538 | 0 | 2.2906 | 1 | 1 |  | TRUE
290 | HACK41-WHAM41 (Cable) |  | 147 | 203 | 6.148 | 0.012752 | 0.23526 | 328.8538 | 0 | 2.2906 | 1 | 1 |  | TRUE
291 | HAKB1--HARK13 (OHL) |  | 533 | 593 | 1 | 1.2279 | 3.54 | 82.3908 | 0 | 0.46363 | 1 | 1 |  | TRUE
292 | HAMB4A-HEYS41 (OHL) |  | 142 | 323 | 25.85 | 0.014174 | 0.27482 | 13.3706 | 0 | 4.4716 | 1 | 1 |  | TRUE
293 | HAMB4A-PEWO41 (parallel Composite) |  | 142 | 98 | 20.45 | 0.024098 | 0.30646 | 24.3005 | 0 | 3.1595 | 1 | 1 |  | TRUE
294 | HAMB4A-STAH4A (OHL) |  | 142 | 95 | 3.926 | 0.034641 | 0.32848 | 11.1314 | 0 | 0.34641 | 1 | 1 |  | TRUE
295 | HAMB4B-HEYS41 (OHL) |  | 266 | 323 | 26.02 | 0.014204 | 0.2748 | 13.3703 | 0 | 4.4903 | 1 | 1 |  | TRUE
296 | HAMB4B-PEWO41 (parallel Composite) |  | 266 | 98 | 20.29 | 0.024288 | 0.30841 | 20.4931 | 0 | 3.1595 | 1 | 1 |  | TRUE
297 | HAMB4B-STAH4B (OHL) |  | 266 | 127 | 3.926 | 0.034641 | 0.32848 | 11.1314 | 0 | 0.34641 | 1 | 1 |  | TRUE
298 | HAMH1A-LEMR11 (Cable) |  | 562 | 672 | 1 | 0.027878 | 0.17076 | 354.7738 | 0 | 0.13122 | 1 | 1 |  | TRUE
299 | HAMH1B-LEMR11 (Cable) |  | 736 | 672 | 1 | 0.047045 | 0.22477 | 77.4585 | 0 | 0.13122 | 1 | 1 |  | TRUE
300 | HAMH2A-NECH21 (OHL) |  | 435 | 481 | 10.439 | 0.017314 | 0.2784 | 13.1086 | 0 | 2.5235 | 1 | 1 |  | TRUE
301 | HAMH41-WILE41 (Composite) |  | 166 | 158 | 84.84 | 0.022744 | 0.29754 | 18.125 | 0 | 2.5201 | 1 | 1 |  | TRUE
302 | HARK13-JUNV1- (OHL) |  | 593 | 703 | 1 | 2.0804 | 4.755 | 135.7348 | 0 | 0.46363 | 1 | 1 |  | TRUE
303 | HARK23-STEW21 (Composite) |  | 442 | 422 | 83.799 | 0.044617 | 0.32028 | 11.9146 | 0 | 1.4192 | 1 | 1 |  | TRUE
304 | HARM21-HATL21 (OHL) |  | 396 | 433 | 13.983 | 0.025527 | 0.30838 | 11.9345 | 0 | 1.942 | 1 | 1 |  | TRUE
305 | HARM21-HAWP21 (OHL) |  | 396 | 440 | 17.287 | 0.025548 | 0.30767 | 11.9612 | 0 | 2.1372 | 1 | 1 |  | TRUE
306 | HATL21-HAWP2A (OHL) |  | 433 | 364 | 31.443 | 0.025639 | 0.30812 | 11.9443 | 0 | 1.9441 | 1 | 1 |  | TRUE
307 | HATL21-SALH21 (OHL) |  | 433 | 418 | 7.794 | 0.031729 | 0.32534 | 11.2749 | 0 | 2.4291 | 1 | 1 |  | TRUE
308 | HATL21-TODP21 (OHL) |  | 433 | 398 | 18.433 | 0.029252 | 0.31821 | 11.5234 | 0 | 2.4291 | 1 | 1 |  | TRUE
309 | HATL21-WBOL21 (OHL) |  | 433 | 357 | 49.164 | 0.029672 | 0.31355 | 11.7056 | 0 | 1.9441 | 1 | 1 |  | TRUE
310 | HAWP2A-WBOL21 (OHL) |  | 364 | 357 | 17.721 | 0.030086 | 0.31388 | 11.6849 | 0 | 2.1414 | 1 | 1 |  | TRUE
311 | HAWP4A-NORT41 (OHL) |  | 175 | 206 | 30.157 | 0.017774 | 0.28173 | 12.9808 | 0 | 3.1913 | 1 | 1 |  | TRUE
312 | HEDO21-SAES21 (OHL) |  | 436 | 430 | 0.605 | 0.02125 | 0.2825 | 13.0516 | 0 | 3.1912 | 1 | 1 |  | TRUE
313 | HEYS41-MIDL41 (OHL) |  | 323 | 100 | 0.9 | 0.014222 | 0.27556 | 13.3712 | 0 | 4.2883 | 1 | 1 |  | TRUE
314 | HEYS41-QUER4B (OHL) |  | 323 | 69 | 9.604 | 0.014161 | 0.27489 | 13.3719 | 0 | 4.4716 | 1 | 1 |  | TRUE
315 | HIBU41-SJOW41 (Cable) |  | 254 | 190 | 5.814 | 0.010182 | 0.19291 | 210.0461 | 0 | 2.3094 | 1 | 1 |  | TRUE
316 | HIBU41-SJOW41 (Cable) |  | 254 | 190 | 5.814 | 0.010182 | 0.19291 | 210.0461 | 0 | 2.3094 | 1 | 1 |  | TRUE
317 | HIGM21-THUR2A (OHL) |  | 526 | 355 | 46.867 | 0.07939 | 0.31603 | 11.4918 | 0 | 1.1232 | 1 | 1 |  | TRUE
318 | HIGM41-WBUR41 (Composite) |  | 194 | 106 | 15.081 | 0.026948 | 0.31383 | 17.4883 | 0 | 2.8564 | 1 | 1 |  | TRUE
319 | HIGM4A-STOB41 (OHL) |  | 220 | 22 | 39.671 | 0.02912 | 0.31834 | 11.5284 | 0 | 2.7482 | 1 | 1 |  | TRUE
320 | HINP41-SHUR41 (OHL) |  | 295 | 308 | 1.2 | 0.026667 | 0.31733 | 11.5802 | 0 | 4.2724 | 1 | 1 |  | TRUE
321 | HINP41-TAUN42 (OHL) |  | 295 | 214 | 26.613 | 0.029099 | 0.31834 | 11.5279 | 0 | 2.8564 | 1 | 1 |  | TRUE
322 | HUMR41-KILL41 (OHL) |  | 170 | 102 | 2.879 | 0.017784 | 0.30177 | 12.2351 | 0 | 3.9996 | 1 | 1 |  | TRUE
323 | HUTT41-QUER4A (OHL) |  | 258 | 126 | 34.42 | 0.024916 | 0.30759 | 11.9145 | 0 | 4.2695 | 1 | 1 |  | TRUE
324 | HUTT41-QUER4B (OHL) |  | 258 | 69 | 34.42 | 0.024916 | 0.30759 | 11.9145 | 0 | 4.2695 | 1 | 1 |  | TRUE
325 | IMPP41-MELK41 (Composite) |  | 152 | 278 | 82.688 | 0.017067 | 0.27339 | 31.3265 | 0 | 2.0554 | 1 | 1 |  | TRUE
326 | INDQ41-LAND41 (OHL) |  | 188 | 225 | 49.565 | 0.034541 | 0.32026 | 11.4298 | 0 | 2.7583 | 1 | 1 |  | TRUE
327 | INDQ41-LAND42 (OHL) |  | 188 | 0 | 49.565 | 0.034541 | 0.32026 | 11.4298 | 0 | 1.5993 | 1 | 1 |  | TRUE
328 | IROA11-OLDS12 (OHL) |  | 690 | 538 | 1 | 0.51924 | 4.1225 | 630.8104 | 0 | 1.5965 | 1 | 1 |  | TRUE
329 | IROA12-OLDS12 (OHL) |  | 670 | 538 | 1 | 0.51749 | 4.1138 | 491.97 | 0 | 1.6008 | 1 | 1 |  | TRUE
330 | IROA21-MELK2A (Composite) |  | 352 | 338 | 34.063 | 0.041339 | 0.39055 | 13.3085 | 0 | 1.1001 | 1 | 1 |  | TRUE
331 | IROA21-MELK2B (Composite) |  | 352 | 500 | 34.634 | 0.040985 | 0.38658 | 18.9945 | 0 | 1.1001 | 1 | 1 |  | TRUE
332 | IROA21-WHSO2A (OHL) |  | 352 | 527 | 34.621 | 0.044408 | 0.32038 | 11.4954 | 0 | 1.5011 | 1 | 1 |  | TRUE
333 | IROA21-WHSO2B (OHL) |  | 352 | 332 | 34.555 | 0.044515 | 0.32036 | 11.4956 | 0 | 1.5011 | 1 | 1 |  | TRUE
334 | IRON41-LEGA4B (OHL) |  | 229 | 233 | 62.073 | 0.025544 | 0.30769 | 11.9634 | 0 | 2.8896 | 1 | 1 |  | TRUE
335 | IRON41-PENN4A (OHL) |  | 229 | 238 | 27.761 | 0.033082 | 0.31982 | 11.4554 | 0 | 1.5993 | 1 | 1 |  | TRUE
336 | IRON41-PENN4B (OHL) |  | 229 | 78 | 24.617 | 0.031718 | 0.31913 | 11.4865 | 0 | 1.9428 | 1 | 1 |  | TRUE
337 | IRON41-RUGE41 (OHL) |  | 229 | 85 | 58.681 | 0.030947 | 0.31904 | 11.4945 | 0 | 1.5993 | 1 | 1 |  | TRUE
338 | IRON41-SHRE4A (OHL) |  | 229 | 134 | 15.129 | 0.025593 | 0.30765 | 11.9633 | 0 | 3.0946 | 1 | 1 |  | TRUE
339 | IVER21-NHYD2A (Cable) |  | 351 | 484 | 13.63 | 0.033291 | 0.19358 | 281.5859 | 0 | 0.79989 | 1 | 1 |  | TRUE
340 | IVER21-WWEY22 (Composite) |  | 351 | 382 | 25.994 | 0.028366 | 0.3081 | 17.7435 | 0 | 1.7614 | 1 | 1 |  | TRUE
341 | IVER22-NHYD2B (Cable) |  | 356 | 411 | 13.63 | 0.033291 | 0.19358 | 281.5859 | 0 | 0.79989 | 1 | 1 |  | TRUE
342 | IVER22-WATS21 (Composite) |  | 356 | 475 | 14.364 | 0.033853 | 0.31642 | 26.4188 | 0 | 1.3248 | 1 | 1 |  | TRUE
343 | IVER22-WATS22 (Composite) |  | 356 | 403 | 14.317 | 0.033912 | 0.31677 | 25.0036 | 0 | 1.3248 | 1 | 1 |  | TRUE
344 | IVER2A-LALE21 (Composite) |  | 415 | 439 | 17.588 | 0.028207 | 0.30714 | 22.0662 | 0 | 1.3961 | 1 | 1 |  | TRUE
345 | JORD21-NORL2B (Cable) |  | 443 | 330 | 2.843 | 0.028994 | 0.19126 | 297.8422 | 0 | 0.79989 | 1 | 1 |  | TRUE
346 | KEAD43-KILL41 (OHL) |  | 53 | 102 | 41.067 | 0.015701 | 0.28617 | 12.8876 | 0 | 3.9188 | 1 | 1 |  | TRUE
347 | KEAD43-WBUR41 (OHL) |  | 53 | 106 | 28.266 | 0.017378 | 0.27827 | 13.1145 | 0 | 4.2883 | 1 | 1 |  | TRUE
348 | KEAR21-WHGA21 (Composite) |  | 387 | 478 | 14.75 | 0.034198 | 0.31829 | 18.7076 | 0 | 1.3961 | 1 | 1 |  | TRUE
349 | KEAR21-WHGA21 (Composite) |  | 387 | 478 | 14.638 | 0.034356 | 0.31913 | 15.3502 | 0 | 0.60674 | 1 | 1 |  | TRUE
350 | KEAR41-PADI41 (OHL) |  | 245 | 288 | 39.101 | 0.023201 | 0.29855 | 12.3156 | 0 | 2.8001 | 1 | 1 |  | TRUE
351 | KEMS41-LOFI4A (OHL) |  | 231 | 129 | 38.035 | 0.026207 | 0.3054 | 12.0306 | 0 | 3.9909 | 1 | 1 |  | TRUE
352 | KEMS41-LOFI4B (OHL) |  | 231 | 70 | 37.572 | 0.026275 | 0.30559 | 12.0229 | 0 | 3.9909 | 1 | 1 |  | TRUE
353 | KENG41-SJOW41 (Cable) |  | 49 | 190 | 4.769 | 0.010736 | 0.18922 | 217.1511 | 0 | 1.7321 | 1 | 1 |  | TRUE
354 | KENG41-SJOW41 (Cable) |  | 49 | 190 | 4.756 | 0.010765 | 0.18907 | 217.151 | 0 | 1.7321 | 1 | 1 |  | TRUE
355 | KENG41-WIMB41 (Cable) |  | 49 | 151 | 12.329 | 0.011031 | 0.20206 | 217.151 | 0 | 2.3094 | 1 | 1 |  | TRUE
356 | KENG41-WIMB41 (Cable) |  | 49 | 151 | 12.2 | 0.011016 | 0.2021 | 217.1509 | 0 | 2.3094 | 1 | 1 |  | TRUE
357 | KENG41-WISD41 (Cable) |  | 49 | 52 | 2.939 | 0.010888 | 0.18891 | 217.1512 | 0 | 2.3094 | 1 | 1 |  | TRUE
358 | KENG41-WISD42 (Cable) |  | 49 | 177 | 2.989 | 0.010706 | 0.18896 | 217.1508 | 0 | 2.3094 | 1 | 1 |  | TRUE
359 | KIBY21-LISD21 (Cable) |  | 423 | 501 | 10.239 | 0.012778 | 0.21907 | 250.0004 | 0 | 1.4654 | 1 | 1 |  | TRUE
360 | KIBY21-LISD21 (Cable) |  | 423 | 501 | 9.518 | 0.018116 | 0.15955 | 381.7616 | 0 | 1.2996 | 1 | 1 |  | TRUE
361 | KIBY21-RAIN21 (OHL) |  | 423 | 431 | 11.236 | 0.017365 | 0.25428 | 14.4294 | 0 | 2.6411 | 1 | 1 |  | TRUE
362 | KIBY21-RAIN21 (OHL) |  | 423 | 431 | 11.236 | 0.017365 | 0.25428 | 14.4294 | 0 | 2.6411 | 1 | 1 |  | TRUE
363 | KIBY21-WASF2A (OHL) |  | 423 | 470 | 10.945 | 0.028606 | 0.30941 | 11.8796 | 0 | 2.8553 | 1 | 1 |  | TRUE
364 | KIBY21-WASF2B (OHL) |  | 423 | 477 | 10.978 | 0.028588 | 0.30938 | 11.8795 | 0 | 2.8553 | 1 | 1 |  | TRUE
365 | KILL41-SHBA41 (OHL) |  | 102 | 84 | 17.05 | 0.016798 | 0.2941 | 12.5499 | 0 | 3.5853 | 1 | 1 |  | TRUE
366 | KINO41-NFLE41 (OHL) |  | 240 | 40 | 23.626 | 0.019233 | 0.28552 | 12.8189 | 0 | 3.8856 | 1 | 1 |  | TRUE
367 | KINO41-SING41 (OHL) |  | 240 | 124 | 17.685 | 0.017371 | 0.27829 | 13.1146 | 0 | 3.6229 | 1 | 1 |  | TRUE
368 | KIRK2A-SKLG21 (Cable) |  | 348 | 509 | 8.608 | 0.012827 | 0.21103 | 457.5241 | 0 | 1.2996 | 1 | 1 |  | TRUE
369 | KITW21-OCKH21 (Composite) |  | 408 | 487 | 13.96 | 0.028441 | 0.31111 | 18.8379 | 0 | 1.2996 | 1 | 1 |  | TRUE
370 | KITW21-OLDB21 (Composite) |  | 408 | 421 | 8.301 | 0.027422 | 0.30228 | 43.9307 | 0 | 1.2996 | 1 | 1 |  | TRUE
371 | KNAR21-MONF21 (Composite) |  | 419 | 502 | 38.672 | 0.053113 | 0.34637 | 12.0191 | 0 | 0.93006 | 1 | 1 |  | TRUE
372 | LACK21-TODP21 (OHL) |  | 519 | 398 | 5.965 | 0.026878 | 0.31404 | 11.671 | 0 | 2.6264 | 1 | 1 |  | TRUE
373 | LACK41-SALH41 (Composite) |  | 101 | 26 | 10.487 | 0.028073 | 0.3088 | 19.9949 | 0 | 2.2921 | 1 | 1 |  | TRUE
374 | LACK41-THTO41 (Composite) |  | 101 | 303 | 97.775 | 0.017297 | 0.27061 | 53.9192 | 0 | 2.9301 | 1 | 1 |  | TRUE
375 | LACK41-THTO42 (Composite) |  | 101 | 228 | 97.775 | 0.017297 | 0.27061 | 53.9192 | 0 | 2.9301 | 1 | 1 |  | TRUE
376 | LAGA41-LAND41 (OHL) |  | 313 | 225 | 21.224 | 0.025556 | 0.30765 | 11.9632 | 0 | 3.1292 | 1 | 1 |  | TRUE
377 | LAGA41-LAND42 (OHL) |  | 313 | 0 | 21.355 | 0.025549 | 0.30779 | 11.9595 | 0 | 1.5993 | 1 | 1 |  | TRUE
378 | LALE21-WWEY2A (OHL) |  | 439 | 375 | 8.395 | 0.028556 | 0.30935 | 11.8801 | 0 | 2.3178 | 1 | 1 |  | TRUE
379 | LEGA41-TREU4A (OHL) |  | 215 | 244 | 12.119 | 0.017823 | 0.30577 | 12.0473 | 0 | 3.5853 | 1 | 1 |  | TRUE
380 | LEGA41-TREU4B (OHL) |  | 215 | 46 | 12.119 | 0.017823 | 0.30577 | 12.0473 | 0 | 3.5853 | 1 | 1 |  | TRUE
381 | LEGA4A-SHRE4A (OHL) |  | 138 | 134 | 46.944 | 0.025562 | 0.3077 | 11.9634 | 0 | 2.8896 | 1 | 1 |  | TRUE
382 | LEIB4A-SUND42 (OHL) |  | 61 | 56 | 13.455 | 0.014151 | 0.27481 | 13.3771 | 0 | 3.2 | 1 | 1 |  | TRUE
383 | LEIB4B-SUND41 (OHL) |  | 58 | 305 | 13.455 | 0.014151 | 0.27481 | 13.3771 | 0 | 3.2 | 1 | 1 |  | TRUE
384 | LEIS11-SIZE11 (Cable) |  | 615 | 750 | 2.149 | 0.015892 | 0.17473 | 408.2821 | 0 | 1.0628 | 1 | 1 |  | TRUE
385 | LEIS11-SIZE12 (Cable) |  | 615 | 786 | 2.148 | 0.015818 | 0.17473 | 408.2851 | 0 | 1.0628 | 1 | 1 |  | TRUE
386 | LEIS11-SIZE1A (Cable) |  | 615 | 617 | 1.65 | 0.01584 | 0.17477 | 408.2838 | 0 | 1.0628 | 1 | 1 |  | TRUE
387 | LEIS11-SIZE1B (Cable) |  | 615 | 534 | 1.65 | 0.01584 | 0.17477 | 408.2838 | 0 | 1.0628 | 1 | 1 |  | TRUE
388 | LEIS4A-SIZE41 (OHL) |  | 30 | 304 | 0.81 | 0.017778 | 0.27852 | 13.1155 | 0 | 3.2 | 1 | 1 |  | TRUE
389 | LITT41-LITT41 (Cable) |  | 222 | 222 | 1 | 0.0112 | 0.1888 | 217.151 | 0 | 2.9777 | 1 | 1 |  | TRUE
390 | LITT41-LOFI4A (OHL) |  | 222 | 129 | 8.152 | 0.024926 | 0.30815 | 11.8878 | 0 | 4.2709 | 1 | 1 |  | TRUE
391 | LITT41-LOFI4B (OHL) |  | 222 | 70 | 8.152 | 0.024926 | 0.30815 | 11.8878 | 0 | 4.2709 | 1 | 1 |  | TRUE
392 | LITT41-WTHU4E (Composite) |  | 222 | 79 | 3.7 | 0.01773 | 0.24865 | 114.6857 | 0 | 2.4047 | 1 | 1 |  | TRUE
393 | LITT41-WTHU4F (Composite) |  | 222 | 195 | 3.7 | 0.01773 | 0.24865 | 114.6857 | 0 | 2.4047 | 1 | 1 |  | TRUE
394 | LOFI4A-ROWD4A (OHL) |  | 129 | 139 | 26.714 | 0.034499 | 0.32025 | 11.4298 | 0 | 1.9428 | 1 | 1 |  | TRUE
395 | LOFI4B-ROWD4B (OHL) |  | 70 | 213 | 26.714 | 0.034499 | 0.32025 | 11.4298 | 0 | 1.9428 | 1 | 1 |  | TRUE
396 | LOVE41-NURS41 (OHL) |  | 18 | 201 | 36.477 | 0.01737 | 0.27827 | 13.1146 | 0 | 3.2 | 1 | 1 |  | TRUE
397 | LOVE41-NURS4A (OHL) |  | 18 | 130 | 36.477 | 0.01737 | 0.27827 | 13.1146 | 0 | 3.2 | 1 | 1 |  | TRUE
398 | MACC41-STAL4B (OHL) |  | 62 | 265 | 31.196 | 0.031799 | 0.31645 | 11.5913 | 0 | 2.1477 | 1 | 1 |  | TRUE
399 | MAGA21-PYLE21 (OHL) |  | 448 | 401 | 6.238 | 0.02558 | 0.30757 | 11.9207 | 0 | 2.1372 | 1 | 1 |  | TRUE
400 | MANN41-NURS4A (Composite) |  | 131 | 130 | 39.823 | 0.016714 | 0.25983 | 31.1968 | 0 | 3.2 | 1 | 1 |  | TRUE
401 | MAWO41-NURS41 (OHL) |  | 67 | 201 | 7.441 | 0.019997 | 0.27545 | 13.4796 | 0 | 3.1278 | 1 | 1 |  | TRUE
402 | MEDB4A-STEW41 (OHL) |  | 153 | 8 | 7 | 0.014171 | 0.27474 | 13.3719 | 0 | 4.8007 | 1 | 1 |  | TRUE
403 | MEDB4A-STWB4R (OHL) |  | 153 | 132 | 87.852 | 0.014187 | 0.27481 | 13.3719 | 0 | 4.8007 | 1 | 1 |  | TRUE
404 | MEDB4B-STEW41 (OHL) |  | 314 | 8 | 7 | 0.014171 | 0.27474 | 13.3719 | 0 | 4.8007 | 1 | 1 |  | TRUE
405 | MEDB4B-STWB4Q (OHL) |  | 314 | 281 | 87.852 | 0.014187 | 0.27481 | 13.3719 | 0 | 4.8007 | 1 | 1 |  | TRUE
406 | MELK41-MITY41 (OHL) |  | 278 | 12 | 28.101 | 0.029095 | 0.31834 | 11.5293 | 0 | 2.6948 | 1 | 1 |  | TRUE
407 | MELK41-MITY41 (OHL) |  | 278 | 12 | 28.052 | 0.029089 | 0.31832 | 11.5294 | 0 | 2.6948 | 1 | 1 |  | TRUE
408 | MELK41-SEAB41 (OHL) |  | 278 | 140 | 53.558 | 0.017865 | 0.28234 | 12.9599 | 0 | 3.1913 | 1 | 1 |  | TRUE
409 | MIDL41-QUER4A (OHL) |  | 100 | 126 | 9.704 | 0.01418 | 0.27486 | 13.3719 | 0 | 4.2883 | 1 | 1 |  | TRUE
410 | MILL42-MILL4B (OHL) |  | 110 | 300 | 0.34 | 0.028235 | 0.32 | 11.527 | 0 | 0.50807 | 1 | 1 |  | TRUE
411 | MILL4A-SUND41 (OHL) |  | 114 | 305 | 13.75 | 0.029091 | 0.31837 | 11.5296 | 0 | 2.5201 | 1 | 1 |  | TRUE
412 | MILL4B-SUND42 (Composite) |  | 300 | 56 | 14.955 | 0.027175 | 0.2971 | 10.7583 | 0 | 2.5201 | 1 | 1 |  | TRUE
413 | MONF22-POPP21 (OHL) |  | 485 | 381 | 37.84 | 0.04157 | 0.40039 | 9.2735 | 0 | 1.1295 | 1 | 1 |  | TRUE
414 | MONF41-PADI41 (OHL) |  | 105 | 288 | 87.848 | 0.019379 | 0.29662 | 12.397 | 0 | 3.1581 | 1 | 1 |  | TRUE
415 | NECT4A-NORM41 (OHL) |  | 31 | 29 | 37.492 | 0.014168 | 0.27483 | 13.3715 | 0 | 4.7877 | 1 | 1 |  | TRUE
416 | NECT4A-WALP41 (OHL) |  | 31 | 50 | 41.619 | 0.014186 | 0.2748 | 13.3719 | 0 | 4.4427 | 1 | 1 |  | TRUE
417 | NECT4B-NORM41 (OHL) |  | 75 | 29 | 37.492 | 0.014168 | 0.27483 | 13.3715 | 0 | 4.4167 | 1 | 1 |  | TRUE
418 | NECT4B-WALP41 (OHL) |  | 75 | 50 | 41.619 | 0.014186 | 0.2748 | 13.3719 | 0 | 4.2883 | 1 | 1 |  | TRUE
419 | NEEP21-PITS21 (Composite) |  | 420 | 514 | 4.826 | 0.033535 | 0.21594 | 233.9454 | 0 | 0.79989 | 1 | 1 |  | TRUE
420 | NEEP21-SHEC21 (Composite) |  | 420 | 389 | 5.279 | 0.033522 | 0.21402 | 238.0337 | 0 | 0.79989 | 1 | 1 |  | TRUE
421 | NEEP4A-STSB4B (OHL) |  | 137 | 37 | 12.801 | 0.034497 | 0.32835 | 11.0968 | 0 | 3.2 | 1 | 1 |  | TRUE
422 | NFLE41-SING41 (OHL) |  | 40 | 124 | 5.941 | 0.025046 | 0.30702 | 11.9386 | 0 | 3.6229 | 1 | 1 |  | TRUE
423 | NFLE41-WTHU4A (OHL) |  | 40 | 144 | 7.511 | 0.029184 | 0.31825 | 11.5295 | 0 | 2.5201 | 1 | 1 |  | TRUE
424 | NFLE41-WTHU4B (OHL) |  | 40 | 125 | 7.511 | 0.029184 | 0.31825 | 11.5295 | 0 | 2.5201 | 1 | 1 |  | TRUE
425 | NORL2A-SHEC21 (Cable) |  | 327 | 389 | 4.372 | 0.033211 | 0.19356 | 281.5861 | 0 | 0.79989 | 1 | 1 |  | TRUE
426 | NORL2B-PITS21 (Cable) |  | 330 | 514 | 10.751 | 0.033272 | 0.19358 | 281.5859 | 0 | 0.79989 | 1 | 1 |  | TRUE
427 | NORM11-NOTR11 (Cable) |  | 759 | 568 | 1 | 0.41121 | 1.3556 | 57.5457 | 0 | 1.2684 | 1 | 1 |  | TRUE
428 | NORM12-NOTR12 (Cable) |  | 580 | 753 | 1 | 0.41155 | 1.3556 | 57.5274 | 0 | 1.4171 | 1 | 1 |  | TRUE
429 | NORT21-SALH21 (OHL) |  | 333 | 418 | 12.178 | 0.028814 | 0.32664 | 11.2267 | 0 | 2.513 | 1 | 1 |  | TRUE
430 | NORT41-SALH42 (OHL) |  | 206 | 108 | 12.206 | 0.028838 | 0.32666 | 11.2266 | 0 | 2.2921 | 1 | 1 |  | TRUE
431 | NORT41-SPEN41 (Composite) |  | 206 | 310 | 23.134 | 0.019089 | 0.28094 | 10.9462 | 0 | 3.1913 | 1 | 1 |  | TRUE
432 | NORT41-SPEN42 (Composite) |  | 206 | 182 | 23.134 | 0.019089 | 0.28094 | 10.9462 | 0 | 3.1913 | 1 | 1 |  | TRUE
433 | OCKH21-WIEN2A (Composite) |  | 487 | 498 | 4.906 | 0.033296 | 0.31138 | 36.7362 | 0 | 1.2576 | 1 | 1 |  | TRUE
434 | OCKH2A-WIEN2B (OHL) |  | 473 | 450 | 4.67 | 0.034493 | 0.32015 | 11.4149 | 0 | 1.5956 | 1 | 1 |  | TRUE
435 | OSBA41-THTO43 (OHL) |  | 248 | 63 | 16.79 | 0.017344 | 0.27826 | 13.1146 | 0 | 3.2 | 1 | 1 |  | TRUE
436 | OSBA42-THTO41 (OHL) |  | 9 | 303 | 16.79 | 0.017344 | 0.27826 | 13.1146 | 0 | 3.2 | 1 | 1 |  | TRUE
437 | PADI41-PEWO4B (OHL) |  | 288 | 107 | 37.608 | 0.023655 | 0.29989 | 12.2609 | 0 | 2.8001 | 1 | 1 |  | TRUE
438 | PELH41-RYEH4A (OHL) |  | 294 | 193 | 23.015 | 0.01738 | 0.27829 | 13.1134 | 0 | 3.2 | 1 | 1 |  | TRUE
439 | PELH41-RYEH4B (OHL) |  | 294 | 71 | 23.439 | 0.017339 | 0.27831 | 13.1126 | 0 | 3.2 | 1 | 1 |  | TRUE
440 | PELH41-SUND42 (OHL) |  | 294 | 56 | 45.13 | 0.017266 | 0.26661 | 13.7619 | 0 | 3.8856 | 1 | 1 |  | TRUE
441 | PELH41-WYMO41 (OHL) |  | 294 | 76 | 26.856 | 0.017277 | 0.26625 | 13.781 | 0 | 3.8856 | 1 | 1 |  | TRUE
442 | PEMB41-SWAN41 (OHL) |  | 179 | 221 | 83.975 | 0.017358 | 0.27829 | 13.1146 | 0 | 3.2 | 1 | 1 |  | TRUE
443 | PEMB41-SWAN42 (OHL) |  | 179 | 143 | 84.57 | 0.017368 | 0.27828 | 13.1146 | 0 | 3.2 | 1 | 1 |  | TRUE
444 | PENM4A-PENT41 (OHL) |  | 297 | 28 | 49.211 | 0.020971 | 0.31121 | 11.8262 | 0 | 3.2 | 1 | 1 |  | TRUE
445 | PENM4B-PENT41 (OHL) |  | 136 | 28 | 49.211 | 0.020971 | 0.31121 | 11.8262 | 0 | 3.2 | 1 | 1 |  | TRUE
446 | PENT41-TRAW41 (Composite) |  | 28 | 296 | 51.408 | 0.019701 | 0.29739 | 50.9084 | 0 | 1.4318 | 1 | 1 |  | TRUE
447 | PENT41-WYLF41 (OHL) |  | 28 | 290 | 35.24 | 0.017344 | 0.27827 | 13.1146 | 0 | 3.2 | 1 | 1 |  | TRUE
448 | PENT41-WYLF41 (OHL) |  | 28 | 290 | 35.24 | 0.017344 | 0.27827 | 13.1146 | 0 | 3.2 | 1 | 1 |  | TRUE
449 | PERH11-WYLF11 (OHL) |  | 676 | 705 | 19.94 | 0.041507 | 0.3698 | 10.0293 | 0 | 1.3122 | 1 | 1 |  | TRUE
450 | PERH11-WYLF11 (OHL) |  | 676 | 705 | 19.94 | 0.041507 | 0.3698 | 10.0293 | 0 | 1.3297 | 1 | 1 |  | TRUE
451 | PEWO2C-WASF2A (OHL) |  | 345 | 470 | 23.481 | 0.028568 | 0.30938 | 11.8799 | 0 | 2.8553 | 1 | 1 |  | TRUE
452 | PEWO2D-WASF2B (OHL) |  | 517 | 477 | 23.521 | 0.028583 | 0.3094 | 11.8797 | 0 | 2.8553 | 1 | 1 |  | TRUE
453 | PEWO41-QUER4A (OHL) |  | 98 | 126 | 31.939 | 0.024948 | 0.30699 | 11.9386 | 0 | 4.118 | 1 | 1 |  | TRUE
454 | PEWO41-QUER4B (OHL) |  | 98 | 69 | 32.087 | 0.024932 | 0.30697 | 11.9384 | 0 | 4.118 | 1 | 1 |  | TRUE
455 | PITS21-TEMP21 (Cable) |  | 514 | 328 | 6.69 | 0.033234 | 0.19364 | 281.5859 | 0 | 0.79989 | 1 | 1 |  | TRUE
456 | PITS21-WIBA21 (Cable) |  | 514 | 446 | 2.324 | 0.025056 | 0.18906 | 313.9949 | 0 | 0.79989 | 1 | 1 |  | TRUE
457 | PUDM41-WHAM4A (Cable) |  | 57 | 226 | 2.17 | 0.014747 | 0.13124 | 358.0986 | 0 | 1.4203 | 1 | 1 |  | TRUE
458 | PYLE21-PYLE21 (Cable) |  | 401 | 401 | 0.25 | 0.0121 | 0.19057 | 284.5322 | 0 | 2.1372 | 1 | 1 |  | TRUE
459 | RASS41-WALH41 (parallel Composite) |  | 204 | 92 | 78.057 | 0.016378 | 0.26334 | 27.9486 | 0 | 3.2 | 1 | 1 |  | TRUE
460 | RATS41-STAY4A (OHL) |  | 39 | 72 | 43.614 | 0.029092 | 0.31836 | 11.5294 | 0 | 2.7482 | 1 | 1 |  | TRUE
461 | RATS41-STOB41 (Composite) |  | 39 | 22 | 26.899 | 0.028968 | 0.3168 | 15.8296 | 0 | 2.7482 | 1 | 1 |  | TRUE
462 | RATS41-WILE41 (Composite) |  | 39 | 158 | 21.964 | 0.02892 | 0.31688 | 14.65 | 0 | 1.5401 | 1 | 1 |  | TRUE
463 | RATS41-WILE41 (OHL) |  | 39 | 158 | 21.684 | 0.029072 | 0.31832 | 11.5294 | 0 | 2.5201 | 1 | 1 |  | TRUE
464 | RAYL41-TILB4A (OHL) |  | 88 | 262 | 20.499 | 0.024899 | 0.30698 | 11.9386 | 0 | 2.8579 | 1 | 1 |  | TRUE
465 | REBR21-TOTT23 (parallel Composite) |  | 467 | 456 | 12.983 | 0.0096694 | 0.11807 | 344.0796 | 0 | 2.1918 | 1 | 1 |  | TRUE
466 | REBR22-TOTT24 (parallel Composite) |  | 384 | 447 | 14.753 | 0.0089194 | 0.11026 | 357.6902 | 0 | 2.1918 | 1 | 1 |  | TRUE
467 | RHIG41-SWAN41 (OHL) |  | 202 | 221 | 34.34 | 0.017379 | 0.2783 | 13.1146 | 0 | 3.2 | 1 | 1 |  | TRUE
468 | ROCH21-STAL21 (OHL) |  | 510 | 354 | 31.256 | 0.029881 | 0.31897 | 11.5003 | 0 | 2.4165 | 1 | 1 |  | TRUE
469 | ROCH21-WHGA21 (Composite) |  | 510 | 478 | 11.746 | 0.034123 | 0.31767 | 21.1797 | 0 | 1.3961 | 1 | 1 |  | TRUE
470 | ROCH21-WHGA21 (Composite) |  | 510 | 478 | 11.727 | 0.034114 | 0.31786 | 20.4724 | 0 | 0.84818 | 1 | 1 |  | TRUE
471 | RYEH41-RYEH4B (OHL) |  | 93 | 71 | 0.137 | 0.011679 | 0.28029 | 13.1129 | 0 | 3.2 | 1 | 1 |  | TRUE
472 | RYEH41-WALX4A (OHL) |  | 93 | 196 | 5.324 | 0.017431 | 0.27829 | 13.1144 | 0 | 3.2 | 1 | 1 |  | TRUE
473 | RYEH4A-RYEH43 (OHL) |  | 193 | 264 | 0.264 | 0.024242 | 0.30909 | 11.9442 | 0 | 3.2 | 1 | 1 |  | TRUE
474 | RYEH4A-WALX4B (OHL) |  | 193 | 160 | 5.461 | 0.017286 | 0.27834 | 13.1148 | 0 | 3.2 | 1 | 1 |  | TRUE
475 | RYEH4B-RYEH42 (OHL) |  | 71 | 282 | 0.215 | 0.022326 | 0.30512 | 11.9459 | 0 | 3.2 | 1 | 1 |  | TRUE
476 | SAEN21-SAES21 (OHL) |  | 464 | 430 | 0.484 | 0.020313 | 0.28125 | 13.0533 | 0 | 3.1912 | 1 | 1 |  | TRUE
477 | SEAB41-WHSO4A (Composite) |  | 140 | 2 | 34.316 | 0.017438 | 0.27313 | 56.4821 | 0 | 2.0554 | 1 | 1 |  | TRUE
478 | SELL4A-SELL4C (Cable) |  | 268 | 250 | 0.257 | 0.0062257 | 0.080934 | 771.9015 | 0 | 2.37 | 1 | 1 |  | TRUE
479 | SELL4A-SELL4D (Cable) |  | 268 | 65 | 0.257 | 0.0062257 | 0.080934 | 771.9015 | 0 | 2.37 | 1 | 1 |  | TRUE
480 | SELL4A-SELL4E (Cable) |  | 268 | 306 | 0.415 | 0.0077108 | 0.084819 | 716.1972 | 0 | 2.37 | 1 | 1 |  | TRUE
481 | SELL4A-SELL4F (Cable) |  | 268 | 260 | 0.415 | 0.0077108 | 0.084819 | 716.1972 | 0 | 2.37 | 1 | 1 |  | TRUE
482 | SELL4B-SELL4C (OHL) |  | 183 | 250 | 0.257 | 0.024903 | 0.30506 | 11.9366 | 0 | 4.8007 | 1 | 1 |  | TRUE
483 | SELL4B-SELL4D (OHL) |  | 183 | 65 | 0.257 | 0.024903 | 0.30506 | 11.9366 | 0 | 4.8007 | 1 | 1 |  | TRUE
484 | SELL4B-SELL4E (OHL) |  | 183 | 306 | 0.39 | 0.024615 | 0.30769 | 11.9366 | 0 | 4.8007 | 1 | 1 |  | TRUE
485 | SELL4B-SELL4F (OHL) |  | 183 | 260 | 0.39 | 0.024615 | 0.30769 | 11.9366 | 0 | 4.8007 | 1 | 1 |  | TRUE
486 | SHRE4A-SHRE4B (OHL) |  | 134 | 128 | 0.054 | 0.02963 | 0.2963 | 11.9366 | 0 | 0.34641 | 1 | 1 |  | TRUE
487 | SHUR41-TAUN41 (OHL) |  | 308 | 89 | 27 | 0.028859 | 0.31816 | 11.5352 | 0 | 4.2724 | 1 | 1 |  | TRUE
488 | SPEN41-STEW41 (Composite) |  | 310 | 8 | 37.921 | 0.021012 | 0.31164 | 12.853 | 0 | 3.0975 | 1 | 1 |  | TRUE
489 | SPEN42-STEW41 (OHL) |  | 182 | 8 | 37.795 | 0.02104 | 0.31191 | 11.7995 | 0 | 3.0975 | 1 | 1 |  | TRUE
490 | SPLN41-WALP41 (OHL) |  | 322 | 50 | 29.234 | 0.014887 | 0.28006 | 13.1473 | 0 | 4.118 | 1 | 1 |  | TRUE
491 | SSHI22-TYNE2A (OHL) |  | 394 | 518 | 7.028 | 0.033358 | 0.3212 | 11.4222 | 0 | 2.2359 | 1 | 1 |  | TRUE
492 | SSHI22-WBOL21 (OHL) |  | 394 | 357 | 4.366 | 0.034643 | 0.3201 | 11.4192 | 0 | 2.1519 | 1 | 1 |  | TRUE
493 | STAL4A-THOM41 (Composite) |  | 73 | 242 | 76.223 | 0.016646 | 0.26715 | 39.4753 | 0 | 1.4448 | 1 | 1 |  | TRUE
494 | STAL4B-STSB4A (Composite) |  | 265 | 74 | 33.612 | 0.016423 | 0.25324 | 73.5236 | 0 | 2.0193 | 1 | 1 |  | TRUE
495 | STAY41-MARH4A (OHL) |  | 51 | 249 | 73.027 | 0.029096 | 0.31833 | 11.5304 | 0 | 3.34 | 1 | 1 |  | TRUE
496 | STEN11-STES11 (OHL) |  | 732 | 770 | 1 | 0.046348 | 0.20787 | 19.6751 | 0 | 0.79167 | 1 | 1 |  | TRUE
497 | SUND41-WYMO41 (OHL) |  | 305 | 76 | 18.156 | 0.017273 | 0.26614 | 13.7873 | 0 | 3.8856 | 1 | 1 |  | TRUE
498 | SWAN41-SWAN4B (OHL) |  | 221 | 279 | 0.64 | 0.035 | 0.32 | 11.4299 | 0 | 4.2883 | 1 | 1 |  | TRUE
499 | SWAN42-SWAN4A (OHL) |  | 143 | 80 | 0.64 | 0.035 | 0.32 | 11.4299 | 0 | 1.5993 | 1 | 1 |  | TRUE
500 | TEMP22-WIBA21 (Cable) |  | 521 | 446 | 3.607 | 0.033336 | 0.19352 | 281.5855 | 0 | 0.79989 | 1 | 1 |  | TRUE
501 | THOM21-WMEL21 (Composite) |  | 483 | 427 | 24.738 | 0.03378 | 0.32246 | 27.0274 | 0 | 1.4654 | 1 | 1 |  | TRUE
502 | THOM2A-WMEL21 (Composite) |  | 444 | 427 | 25.213 | 0.033774 | 0.32373 | 17.6756 | 0 | 1.5998 | 1 | 1 |  | TRUE
503 | THUR21-THUR2A (OHL) |  | 425 | 355 | 4.653 | 0.079314 | 0.31596 | 11.529 | 0 | 0.92796 | 1 | 1 |  | TRUE
504 | THUR2A-WMEL21 (OHL) |  | 355 | 427 | 16.348 | 0.03451 | 0.3284 | 11.1315 | 0 | 1.5998 | 1 | 1 |  | TRUE
505 | TILB21-WARL21 (OHL) |  | 377 | 407 | 13.065 | 0.034557 | 0.3201 | 11.4178 | 0 | 2.1477 | 1 | 1 |  | TRUE
506 | TILB21-WARL21 (OHL) |  | 377 | 407 | 12.897 | 0.034596 | 0.3201 | 11.4183 | 0 | 2.0785 | 1 | 1 |  | TRUE
507 | TILB41-TILB4A (OHL) |  | 311 | 262 | 0.058 | 0.027586 | 0.33103 | 11.3192 | 0 | 4.2695 | 1 | 1 |  | TRUE
508 | TILB41-TILB4B (OHL) |  | 311 | 41 | 0.059 | 0.027119 | 0.29831 | 11.9029 | 0 | 4.118 | 1 | 1 |  | TRUE
509 | TRAW41-TREU4A (OHL) |  | 296 | 244 | 64.278 | 0.024942 | 0.30699 | 11.9386 | 0 | 4.2695 | 1 | 1 |  | TRUE
510 | TRAW41-TREU4B (OHL) |  | 296 | 46 | 64.278 | 0.024942 | 0.30699 | 11.9386 | 0 | 4.2695 | 1 | 1 |  | TRUE
511 | TREM21-USKM2A (OHL) |  | 406 | 429 | 15.048 | 0.042918 | 0.35657 | 10.4854 | 0 | 1.1505 | 1 | 1 |  | TRUE
512 | TYNE21-WBOL21 (OHL) |  | 515 | 357 | 11.399 | 0.033835 | 0.32077 | 11.4208 | 0 | 2.1414 | 1 | 1 |  | TRUE
513 | USKM21-USKM2A (OHL) |  | 453 | 429 | 0.692 | 0.041528 | 0.39342 | 9.4035 | 0 | 1.1505 | 1 | 1 |  | TRUE
514 | USKM21-USKM2B (OHL) |  | 453 | 468 | 0.391 | 0.075432 | 0.323 | 11.3246 | 0 | 1.1295 | 1 | 1 |  | TRUE
515 | USKM21-WHSO21 (OHL) |  | 453 | 368 | 5.841 | 0.044668 | 0.31086 | 11.8136 | 0 | 1.8349 | 1 | 1 |  | TRUE
516 | USKM21-WHSO22 (OHL) |  | 453 | 386 | 5.849 | 0.044607 | 0.31096 | 11.814 | 0 | 1.8328 | 1 | 1 |  | TRUE
517 | USKM2A-WHSO21 (OHL) |  | 429 | 368 | 5.562 | 0.041606 | 0.39295 | 9.4254 | 0 | 1.1505 | 1 | 1 |  | TRUE
518 | USKM2B-WHSO22 (OHL) |  | 468 | 386 | 5.851 | 0.041619 | 0.39292 | 9.426 | 0 | 1.1295 | 1 | 1 |  | TRUE
519 | WHSO41-WHSO4A (OHL) |  | 13 | 2 | 0.077 | 0.020779 | 0.27013 | 13.0734 | 0 | 1.1302 | 1 | 1 |  | TRUE
520 | BOLN41-LHOR4A (OHL) |  | 187 | 232 | 28.1 | 0.017367 | 0.27826 | 13.1146 | 0 | 3.9909 | 1 | 1 |  | TRUE
521 | BRFO41-DISS4A (Composite) |  | 59 | 189 | 31.5 | 0.014171 | 0.27449 | 14.5929 | 0 | 4.792 | 1 | 1 |  | TRUE
522 | BRFO41-DISS4B (Composite) |  | 59 | 146 | 31.5 | 0.014171 | 0.27449 | 14.5929 | 0 | 4.792 | 1 | 1 |  | TRUE
523 | CELL41-DRAK41 (OHL) |  | 186 | 208 | 45.012 | 0.025558 | 0.30769 | 11.9633 | 0 | 3.1321 | 1 | 1 |  | TRUE
524 | CELL41-DRAK41 (OHL) |  | 186 | 208 | 45.712 | 0.025551 | 0.3077 | 11.9627 | 0 | 3.1321 | 1 | 1 |  | TRUE
525 | DISS4A-NORM41 (OHL) |  | 189 | 29 | 29.7 | 0.014168 | 0.2748 | 13.3723 | 0 | 4.792 | 1 | 1 |  | TRUE
526 | DISS4B-NORM41 (OHL) |  | 146 | 29 | 29.7 | 0.014168 | 0.2748 | 13.3723 | 0 | 4.792 | 1 | 1 |  | TRUE
527 | HINP41-SHUR41 (OHL) |  | 295 | 308 | 1.213 | 0.026381 | 0.31657 | 11.5955 | 0 | 4.2724 | 1 | 1 |  | TRUE
528 | LHOR4B-NINF41 (OHL) |  | 97 | 277 | 23.2 | 0.017379 | 0.27828 | 13.1146 | 0 | 3.9909 | 1 | 1 |  | TRUE
529 | SHUR41-TAUN42 (OHL) |  | 308 | 214 | 27 | 0.028859 | 0.31816 | 11.5368 | 0 | 4.2724 | 1 | 1 |  | TRUE
530 | BRAI4A-BULL41 (OHL) |  | 251 | 316 | 12.343 | 0.015685 | 0.2765 | 13.2588 | 0 | 4.4745 | 1 | 1 |  | TRUE
531 | BRAI4B-RAYL41 (OHL) |  | 261 | 88 | 33.03 | 0.015743 | 0.27655 | 13.253 | 0 | 3.2 | 1 | 1 |  | TRUE
532 | BRFO41-FRIS4A (OHL) |  | 59 | 210 | 35.557 | 0.017369 | 0.27827 | 13.1146 | 0 | 3.2 | 1 | 1 |  | TRUE
533 | BRFO41-FRIS4B (OHL) |  | 59 | 270 | 35.557 | 0.017369 | 0.27827 | 13.1146 | 0 | 3.2 | 1 | 1 |  | TRUE
534 | BRFO41-FRIS4C (OHL) |  | 59 | 60 | 35.557 | 0.017369 | 0.27827 | 13.1146 | 0 | 3.2 | 1 | 1 |  | TRUE
535 | BRFO41-FRIS4D (OHL) |  | 59 | 156 | 35.557 | 0.017369 | 0.27827 | 13.1146 | 0 | 3.2 | 1 | 1 |  | TRUE
536 | BRLE41-MELK41 (OHL) |  | 185 | 278 | 82.134 | 0.034461 | 0.32022 | 11.4312 | 0 | 2.1506 | 1 | 1 |  | TRUE
537 | BRLE41-MELK41 (OHL) |  | 185 | 278 | 81.569 | 0.034523 | 0.32024 | 11.43 | 0 | 2.1506 | 1 | 1 |  | TRUE
538 | BRWA4A-BRWA4C (OHL) |  | 293 | 174 | 4.371 | 0.028918 | 0.31846 | 11.527 | 0 | 2.5548 | 1 | 1 |  | TRUE
539 | BRWA4B-BRWA4D (Composite) |  | 211 | 287 | 4.462 | 0.027252 | 0.3048 | 32.8204 | 0 | 2.5548 | 1 | 1 |  | TRUE
540 | BRWA4C-MELK41 (OHL) |  | 174 | 278 | 77.004 | 0.028424 | 0.31572 | 11.632 | 0 | 2.5201 | 1 | 1 |  | TRUE
541 | BRWA4C-SHUR41 (OHL) |  | 174 | 308 | 14.02 | 0.024879 | 0.30699 | 11.9389 | 0 | 2.5548 | 1 | 1 |  | TRUE
542 | BRWA4D-MELK41 (OHL) |  | 287 | 278 | 76.264 | 0.028449 | 0.3157 | 11.6323 | 0 | 2.8997 | 1 | 1 |  | TRUE
543 | BRWA4D-SHUR41 (OHL) |  | 287 | 308 | 14.02 | 0.024879 | 0.30699 | 11.9389 | 0 | 4.2724 | 1 | 1 |  | TRUE
544 | BULL41-RAYL41 (OHL) |  | 316 | 88 | 20.646 | 0.015732 | 0.27651 | 13.2557 | 0 | 4.4745 | 1 | 1 |  | TRUE
545 | ELST4A-SUND41 (OHL) |  | 197 | 305 | 34.834 | 0.025538 | 0.3077 | 11.9727 | 0 | 3.0888 | 1 | 1 |  | TRUE
546 | ELST4B-SUND42 (OHL) |  | 216 | 56 | 34.706 | 0.02554 | 0.30768 | 11.9728 | 0 | 1.9428 | 1 | 1 |  | TRUE
547 | FRIN4A-FRIS41 (Cable) |  | 286 | 302 | 0.3 | 0.010667 | 0.18667 | 217.1537 | 0 | 4.0111 | 1 | 1 |  | TRUE
548 | FRIN4B-FRIS4C (Cable) |  | 172 | 60 | 0.1 | 0.0001 | 0.0001 | 10 | 0 | 4.0126 | 1 | 1 |  | TRUE
549 | FRIS4A-FRIS41 (Cable) |  | 210 | 302 | 0.2 | 0.008 | 0.192 | 217.147 | 0 | 4.0111 | 1 | 1 |  | TRUE
550 | FRIS4A-SIZE41 (OHL) |  | 210 | 304 | 7.61 | 0.017451 | 0.27837 | 13.1146 | 0 | 3.2 | 1 | 1 |  | TRUE
551 | FRIS4B-FRIS41 (Cable) |  | 270 | 302 | 0.15 | 0.010667 | 0.192 | 217.1537 | 0 | 4.0111 | 1 | 1 |  | TRUE
552 | FRIS4B-SIZE41 (OHL) |  | 270 | 304 | 7.61 | 0.017451 | 0.27837 | 13.1146 | 0 | 3.2 | 1 | 1 |  | TRUE
553 | FRIS4C-LEIS4A (OHL) |  | 60 | 30 | 6.8 | 0.017412 | 0.27835 | 13.1145 | 0 | 3.2 | 1 | 1 |  | TRUE
554 | FRIS4D-FRIS41 (Cable) |  | 156 | 302 | 0.2 | 0.0001 | 0.0001 | 10 | 0 | 4.0111 | 1 | 1 |  | TRUE
555 | FRIS4D-SIZE41 (OHL) |  | 156 | 304 | 7.61 | 0.017451 | 0.27837 | 13.1146 | 0 | 3.2 | 1 | 1 |  | TRUE
556 | GRAW4A-GRAW41 (Cable) |  | 198 | 157 | 0.2 | 0.008 | 0.2 | 250.0026 | 0 | 3.8004 | 1 | 1 |  | TRUE
557 | GRAW4B-GRAW42 (Cable) |  | 321 | 292 | 0.2 | 0.008 | 0.2 | 250.0026 | 0 | 3.8004 | 1 | 1 |  | TRUE
558 | GRAW4B-TILB42 (Composite) |  | 321 | 199 | 26.747 | 0.016929 | 0.27134 | 39.0825 | 0 | 2.7987 | 1 | 1 |  | TRUE
559 | HINP41-SAFO41 (Composite) |  | 295 | 44 | 35.52 | 0.018964 | 0.25104 | 122.2824 | 0 | 2.5201 | 1 | 1 |  | TRUE
560 | HINP41-SEAB41 (Composite) |  | 295 | 140 | 66.803 | 0.018323 | 0.26454 | 71.4481 | 0 | 2.5201 | 1 | 1 |  | TRUE
561 | HURS21-LITT2A (Composite) |  | 410 | 343 | 8.102 | 0.026042 | 0.2818 | 65.602 | 0 | 1.6943 | 1 | 1 |  | TRUE
562 | HURS21-LITT2B (Composite) |  | 410 | 463 | 8.003 | 0.026175 | 0.28226 | 64.8725 | 0 | 1.6943 | 1 | 1 |  | TRUE
563 | KEAD42-WBUR42 (OHL) |  | 176 | 116 | 28.425 | 0.017337 | 0.27829 | 13.1143 | 0 | 4.3013 | 1 | 1 |  | TRUE
564 | SAFO41-SEAB4A (OHL) |  | 44 | 11 | 31.219 | 0.01763 | 0.28019 | 13.0313 | 0 | 4.1136 | 1 | 1 |  | TRUE
565 | BENR41-NEWX4A (Cable) |  | 42 | 87 | 4.272 | 0.010861 | 0.21386 | 160.8561 | 0 | 1.3236 | 1 | 1 |  | TRUE
566 | BENR41-WIMB41 (Cable) |  | 42 | 151 | 8.429 | 0.01101 | 0.21412 | 160.8562 | 0 | 1.5747 | 1 | 1 |  | TRUE
567 | COTT41-KEAD4C (OHL) |  | 82 | 301 | 34.479 | 0.024966 | 0.31101 | 11.7578 | 0 | 4.2724 | 1 | 1 |  | TRUE
568 | COTT41-KEAD4D (OHL) |  | 82 | 36 | 34.628 | 0.024951 | 0.31096 | 11.7586 | 0 | 4.2724 | 1 | 1 |  | TRUE
569 | CREB41-CREB42 (OHL) |  | 317 | 38 | 14.835 | 0.014129 | 0.27481 | 13.3727 | 0 | 4.4384 | 1 | 1 |  | TRUE
570 | CREB41-CREB42 (OHL) |  | 317 | 38 | 14.904 | 0.014171 | 0.27483 | 13.3725 | 0 | 4.4384 | 1 | 1 |  | TRUE
571 | CREB42-THTO41 (OHL) |  | 38 | 303 | 14.835 | 0.014129 | 0.27481 | 13.3727 | 0 | 4.4384 | 1 | 1 |  | TRUE
572 | CREB42-THTO42 (OHL) |  | 38 | 228 | 14.904 | 0.014171 | 0.27483 | 13.3725 | 0 | 4.4384 | 1 | 1 |  | TRUE
573 | CREB42-THTO44 (OHL) |  | 38 | 235 | 29.671 | 0.014182 | 0.2748 | 13.3723 | 0 | 3.8437 | 1 | 1 |  | TRUE
574 | HAKB4B-HARG41 (OHL) |  | 115 | 6 | 10.107 | 0.025487 | 0.31582 | 11.6376 | 0 | 2.8016 | 1 | 1 |  | TRUE
575 | HARG41-HUTT41 (OHL) |  | 6 | 258 | 81.544 | 0.024919 | 0.30725 | 11.9281 | 0 | 3.9996 | 1 | 1 |  | TRUE
576 | HURS21-NEWX21 (Cable) |  | 410 | 347 | 18.504 | 0.011035 | 0.21403 | 160.8563 | 0 | 1.8118 | 1 | 1 |  | TRUE
577 | HURS21-NEWX21 (Cable) |  | 410 | 347 | 18.442 | 0.011031 | 0.21402 | 160.8564 | 0 | 2.0365 | 1 | 1 |  | TRUE
578 | MILL41-MILL4A (OHL) |  | 81 | 114 | 0.34 | 0.028235 | 0.32 | 11.527 | 0 | 2.8997 | 1 | 1 |  | TRUE
579 | NEWX4B-WIMB41 (Cable) |  | 224 | 151 | 12.688 | 0.010971 | 0.214 | 160.8563 | 0 | 1.491 | 1 | 1 |  | TRUE
580 | PEMB41-POAB41 (OHL) |  | 179 | 239 | 74.6 | 0.017373 | 0.27828 | 13.1146 | 0 | 3.2 | 1 | 1 |  | TRUE
581 | PEMB41-SWAN41 (OHL) |  | 179 | 221 | 83.854 | 0.017364 | 0.27829 | 13.1146 | 0 | 3.2 | 1 | 1 |  | TRUE
582 | POAB41-SWAN41 (OHL) |  | 239 | 221 | 9.25 | 0.017297 | 0.27831 | 13.1146 | 0 | 3.2 | 1 | 1 |  | TRUE
583 | SWAN41-WALH41 (parallel Composite) |  | 221 | 92 | 139.22 | 0.016779 | 0.26959 | 21.7289 | 0 | 3.2 | 1 | 1 |  | TRUE
584 | BLYT21-TYNE2A (OHL) |  | 469 | 518 | 16.866 | 0.03336 | 0.32122 | 11.4228 | 0 | 2.555 | 1 | 1 |  | TRUE
585 | BRAI4A-BRFO41 (Composite) |  | 251 | 59 | 49 | 0.0144 | 0.26367 | 51.9556 | 0 | 4.792 | 1 | 1 |  | TRUE
586 | BRAI4B-BRFO41 (Composite) |  | 261 | 59 | 49 | 0.014433 | 0.26371 | 51.9541 | 0 | 4.792 | 1 | 1 |  | TRUE
587 | BRFO41-TWIN4A (OHL) |  | 59 | 291 | 28.419 | 0.014188 | 0.2748 | 13.3718 | 0 | 4.792 | 1 | 1 |  | TRUE
588 | BRFO41-TWIN4B (OHL) |  | 59 | 162 | 28.419 | 0.014188 | 0.2748 | 13.3718 | 0 | 4.792 | 1 | 1 |  | TRUE
589 | BRIM4C-HACK41 (Composite) |  | 325 | 147 | 13.736 | 0.024345 | 0.3025 | 19.8121 | 0 | 4.4745 | 1 | 1 |  | TRUE
590 | BRIM4C-WALX41 (OHL) |  | 325 | 111 | 5.97 | 0.024925 | 0.30687 | 11.939 | 0 | 4.4745 | 1 | 1 |  | TRUE
591 | BRIM4D-HACK41 (Composite) |  | 1 | 147 | 13.885 | 0.024199 | 0.30122 | 21.9298 | 0 | 4.4745 | 1 | 1 |  | TRUE
592 | BRIM4D-WALX41 (OHL) |  | 1 | 111 | 5.97 | 0.024925 | 0.30687 | 11.939 | 0 | 4.4745 | 1 | 1 |  | TRUE
593 | CARR41-DAIN41 (OHL) |  | 284 | 180 | 3.352 | 0.028162 | 0.31169 | 11.7372 | 0 | 4.2695 | 1 | 1 |  | TRUE
594 | CARR41-DAIN41 (OHL) |  | 284 | 180 | 2.545 | 0.027033 | 0.31183 | 11.785 | 0 | 2.8001 | 1 | 1 |  | TRUE
595 | EGGB41-MONF42 (OHL) |  | 83 | 298 | 10.37 | 0.014041 | 0.27479 | 13.3968 | 0 | 3.493 | 1 | 1 |  | TRUE
596 | EGGB42-MONF42 (OHL) |  | 141 | 298 | 10.37 | 0.014041 | 0.27479 | 13.3968 | 0 | 3.493 | 1 | 1 |  | TRUE
597 | GRAI41-GRAW4A (OHL) |  | 299 | 198 | 1.845 | 0.013875 | 0.27491 | 13.3966 | 0 | 3.8004 | 1 | 1 |  | TRUE
598 | GRAI41-GRAW4B (Composite) |  | 299 | 321 | 2.089 | 0.014552 | 0.26424 | 34.0699 | 0 | 2.7987 | 1 | 1 |  | TRUE
599 | GRAW4A-KINO41 (parallel Composite) |  | 198 | 240 | 10.607 | 0.013274 | 0.25794 | 32.9713 | 0 | 3.8004 | 1 | 1 |  | TRUE
600 | HAKB4--HARG41 (OHL) |  | 91 | 6 | 10.107 | 0.025487 | 0.31582 | 11.6376 | 0 | 2.8001 | 1 | 1 |  | TRUE
601 | HARG41-HUTT43 (OHL) |  | 6 | 218 | 81.544 | 0.024919 | 0.30725 | 11.9281 | 0 | 3.9996 | 1 | 1 |  | TRUE
602 | HAWP21-OFFE21 (OHL) |  | 440 | 370 | 9.514 | 0.030126 | 0.31382 | 11.6848 | 0 | 1.942 | 1 | 1 |  | TRUE
603 | HAWP41-NORT41 (OHL) |  | 274 | 206 | 30.157 | 0.017349 | 0.27828 | 13.1146 | 0 | 4.0126 | 1 | 1 |  | TRUE
604 | KINO41-TILB41 (Composite) |  | 240 | 311 | 17.313 | 0.01377 | 0.26422 | 54.1492 | 0 | 4.258 | 1 | 1 |  | TRUE
605 | KNAR21-TADT2A (OHL) |  | 419 | 504 | 25 | 0.037026 | 0.33202 | 10.9885 | 0 | 2.7293 | 1 | 1 |  | TRUE
606 | KNAR21-TADT2B (OHL) |  | 419 | 337 | 25 | 0.037026 | 0.33202 | 10.9885 | 0 | 2.7293 | 1 | 1 |  | TRUE
607 | MONF2A-TADT2A (OHL) |  | 512 | 504 | 14.18 | 0.037013 | 0.33199 | 10.9884 | 0 | 2.7293 | 1 | 1 |  | TRUE
608 | MONF2B-TADT2B (Composite) |  | 528 | 337 | 14.78 | 0.036073 | 0.32537 | 28.8252 | 0 | 2.7293 | 1 | 1 |  | TRUE
609 | MONF41-MONF42 (Cable) |  | 105 | 298 | 0.1 | 0.0001 | 0.0001 | 10 | 0 | 2.1651 | 1 | 1 |  | TRUE
610 | NORT41-OBST4A (OHL) |  | 206 | 309 | 70.35 | 0.029089 | 0.32882 | 11.1566 | 0 | 2.5259 | 1 | 1 |  | TRUE
611 | NORT41-OBST4B (OHL) |  | 206 | 24 | 70.35 | 0.029089 | 0.32882 | 11.1566 | 0 | 2.5201 | 1 | 1 |  | TRUE
612 | OBST4A-YORK4A (OHL) |  | 309 | 280 | 2.8 | 0.029143 | 0.32857 | 11.1565 | 0 | 1.8764 | 1 | 1 |  | TRUE
613 | OBST4B-YORK4B (OHL) |  | 24 | 5 | 2.8 | 0.029143 | 0.32857 | 11.1565 | 0 | 1.8764 | 1 | 1 |  | TRUE
614 | OFFE21-WBOL21 (OHL) |  | 370 | 357 | 8.207 | 0.030132 | 0.31385 | 11.685 | 0 | 1.942 | 1 | 1 |  | TRUE
615 | OSBA41-OBST4A (OHL) |  | 248 | 309 | 13.35 | 0.029124 | 0.32887 | 11.1566 | 0 | 2.5201 | 1 | 1 |  | TRUE
616 | OSBA42-OBST4B (OHL) |  | 9 | 24 | 13.35 | 0.029124 | 0.32887 | 11.1566 | 0 | 2.5201 | 1 | 1 |  | TRUE
617 | OVER21-POPP21 (OHL) |  | 359 | 381 | 4.729 | 0.041099 | 0.3958 | 9.35 | 0 | 1.1337 | 1 | 1 |  | TRUE
618 | OVER21-POPP21 (OHL) |  | 359 | 381 | 4.634 | 0.041452 | 0.39803 | 9.2746 | 0 | 0.92376 | 1 | 1 |  | TRUE
619 | OVER21-TADT2A (OHL) |  | 359 | 504 | 20.176 | 0.037033 | 0.33202 | 10.9887 | 0 | 2.7293 | 1 | 1 |  | TRUE
620 | OVER21-TADT2B (OHL) |  | 359 | 337 | 20.176 | 0.037033 | 0.33202 | 10.9885 | 0 | 2.7293 | 1 | 1 |  | TRUE
621 | PELH41-TWIN4A (OHL) |  | 294 | 169 | 40.882 | 0.014168 | 0.27482 | 13.3717 | 0 | 4.4745 | 1 | 1 |  | TRUE
622 | PELH41-TWIN4B (OHL) |  | 294 | 162 | 40.823 | 0.014188 | 0.27483 | 13.3718 | 0 | 4.792 | 1 | 1 |  | TRUE

## trafo
| name | std_type | hv_bus | lv_bus | sn_mva | vn_hv_kv | vn_lv_kv | vk_percent | vkr_percent | pfe_kw | i0_percent | shift_degree | tap_side | tap_neutral | tap_min | tap_max | tap_step_percent | tap_step_degree | tap_pos | tap_phase_shifter | parallel | df | in_service
0 | ABHA4A-ABHA11 (Transformer) |  | 273 | 626 | 275 | 400 | 132 | 8.4025 | 0.1658 | 0 | 0 | 0 | [7 empty] | FALSE | 1 | 1 | TRUE
1 | ABHA4B-ABHA12 (Transformer) |  | 120 | 645 | 264 | 400 | 132 | 8.4025 | 0.1658 | 0 | 0 | 0 | [7 empty] | FALSE | 1 | 1 | TRUE
2 | ABTH21-ABTH11 (Transformer) |  | 511 | 757 | 279 | 275 | 132 | 8.0648 | 0.1366 | 0 | 0 | 0 | [7 empty] | FALSE | 1 | 1 | TRUE
3 | ABTH21-ABTH12 (Transformer) |  | 511 | 651 | 211 | 275 | 132 | 8.0383 | 0.1646 | 0 | 0 | 0 | [7 empty] | FALSE | 1 | 1 | TRUE
4 | ABTH21-ABTH13 (Transformer) |  | 511 | 779 | 212 | 275 | 132 | 8.1994 | 0.0977 | 0 | 0 | 0 | [7 empty] | FALSE | 1 | 1 | TRUE
5 | ALDW21-ALDW31 (Transformer) |  | 516 | 822 | 135 | 275 | 33 | 24.6692 | 0.4848 | 0 | 0 | 0 | [7 empty] | FALSE | 1 | 1 | TRUE
6 | ALDW21-ALDW31 (Transformer) |  | 516 | 822 | 135 | 275 | 33 | 25.4142 | 0.3543 | 0 | 0 | 0 | [7 empty] | FALSE | 1 | 1 | TRUE
7 | ALDW21-ALDW31 (Transformer) |  | 516 | 822 | 83 | 275 | 33 | 26.5771 | 0.7076 | 0 | 0 | 0 | [7 empty] | FALSE | 1 | 1 | TRUE
8 | ALDW21-ALDW32 (Transformer) |  | 516 | 840 | 98 | 275 | 33 | 25.925 | 0.656 | 0 | 0 | 0 | [7 empty] | FALSE | 1 | 1 | TRUE
9 | ALDW21-ALDW32 (Transformer) |  | 516 | 840 | 98 | 275 | 33 | 25.925 | 0.656 | 0 | 0 | 0 | [7 empty] | FALSE | 1 | 1 | TRUE
10 | ALVE4A-ALVE11 (Transformer) |  | 230 | 637 | 278 | 400 | 132 | 8.3874 | 0.1118 | 0 | 0 | 0 | [7 empty] | FALSE | 1 | 1 | TRUE
11 | ALVE4B-ALVE11 (Transformer) |  | 27 | 637 | 275 | 400 | 132 | 8.0984 | 0.1621 | 0 | 0 | 0 | [7 empty] | FALSE | 1 | 1 | TRUE
12 | AMEM4A-AMEM11 (Transformer) |  | 35 | 689 | 270 | 400 | 132 | 8.4008 | 0.1471 | 0 | 0 | 0 | [7 empty] | FALSE | 1 | 1 | TRUE
13 | AMEM4B-AMEM11 (Transformer) |  | 25 | 689 | 255 | 400 | 132 | 8.4008 | 0.1471 | 0 | 0 | 0 | [7 empty] | FALSE | 1 | 1 | TRUE
14 | AXMI41-AXMI11 (Transformer) |  | 236 | 780 | 278 | 400 | 132 | 7.4973 | 0.148 | 0 | 0 | 0 | [7 empty] | FALSE | 1 | 1 | TRUE
15 | AXMI41-AXMI11 (Transformer) |  | 236 | 780 | 277 | 400 | 132 | 7.4973 | 0.148 | 0 | 0 | 0 | [7 empty] | FALSE | 1 | 1 | TRUE
16 | BARK21-BARK11 (Transformer) |  | 499 | 724 | 278 | 275 | 132 | 8.6657 | 0.1264 | 0 | 0 | 0 | [7 empty] | FALSE | 1 | 1 | TRUE
17 | BARK21-BARK11 (Transformer) |  | 499 | 724 | 275 | 275 | 132 | 8.6657 | 0.1264 | 0 | 0 | 0 | [7 empty] | FALSE | 1 | 1 | TRUE
18 | BARK21-BARW31 (Transformer) |  | 499 | 838 | 109 | 275 | 33 | 29.2635 | 0.618 | 0 | 0 | 0 | [7 empty] | FALSE | 1 | 1 | TRUE
19 | BARK21-BARW32 (Transformer) |  | 499 | 837 | 110 | 275 | 33 | 29.2635 | 0.618 | 0 | 0 | 0 | [7 empty] | FALSE | 1 | 1 | TRUE
20 | BARK22-BARK11 (Transformer) |  | 495 | 724 | 211 | 275 | 132 | 8.0383 | 0.1646 | 0 | 0 | 0 | [7 empty] | FALSE | 1 | 1 | TRUE
21 | BARK22-BARW31 (Transformer) |  | 495 | 838 | 110 | 275 | 33 | 29.2635 | 0.618 | 0 | 0 | 0 | [7 empty] | FALSE | 1 | 1 | TRUE
22 | BARK22-BARW32 (Transformer) |  | 495 | 837 | 109 | 275 | 33 | 29.2635 | 0.618 | 0 | 0 | 0 | [7 empty] | FALSE | 1 | 1 | TRUE
23 | BARK22-BARW32 (Transformer) |  | 495 | 837 | 100 | 275 | 33 | 19.4438 | 0.492 | 0 | 0 | 0 | [7 empty] | FALSE | 1 | 1 | TRUE
24 | BARK41-BARK21 (Transformer) |  | 217 | 499 | 817 | 400 | 275 | 5 | 0.0268 | 0 | 0 | 0 | [7 empty] | FALSE | 1 | 1 | TRUE
25 | BARK41-BARK22 (Transformer) |  | 217 | 495 | 817 | 400 | 275 | 5 | 0.0268 | 0 | 0 | 0 | [7 empty] | FALSE | 1 | 1 | TRUE
26 | BEDD21-BEDD11 (Transformer) |  | 488 | 729 | 258 | 275 | 132 | 7.9774 | 0.167 | 0 | 0 | 0 | [7 empty] | FALSE | 1 | 1 | TRUE
27 | BEDD21-BEDD12 (Transformer) |  | 488 | 700 | 240 | 275 | 132 | 8.0868 | 0.1067 | 0 | 0 | 0 | [7 empty] | FALSE | 1 | 1 | TRUE
28 | BEDD21-BEDT1A (Transformer) |  | 488 | 611 | 126 | 275 | 132 | 8.1333 | 0.1007 | 0 | 0 | 0 | [7 empty] | FALSE | 1 | 1 | TRUE
29 | BEDD22-BEDD12 (Transformer) |  | 424 | 700 | 240 | 275 | 132 | 8.0868 | 0.1067 | 0 | 0 | 0 | [7 empty] | FALSE | 1 | 1 | TRUE
30 | BEDD23-BEDD11 (Transformer) |  | 358 | 729 | 240 | 275 | 132 | 7.9774 | 0.167 | 0 | 0 | 0 | [7 empty] | FALSE | 1 | 1 | TRUE
31 | BEDD23-BEDT1B (Transformer) |  | 358 | 653 | 126 | 275 | 132 | 12.2479 | 0.2264 | 0 | 0 | 0 | [7 empty] | FALSE | 1 | 1 | TRUE
32 | BEDD4A-BEDD21 (Transformer) |  | 165 | 488 | 797 | 400 | 275 | 5 | 0.0258 | 0 | 0 | 0 | [7 empty] | FALSE | 1 | 1 | TRUE
33 | BEDD4A-BEDD23 (Transformer) |  | 165 | 358 | 797 | 400 | 275 | 5 | 0.0258 | 0 | 0 | 0 | [7 empty] | FALSE | 1 | 1 | TRUE
34 | BEDD4B-BEDD21 (Transformer) |  | 315 | 488 | 800 | 400 | 275 | 5 | 0.0258 | 0 | 0 | 0 | [7 empty] | FALSE | 1 | 1 | TRUE
35 | BEDD4B-BEDD22 (Transformer) |  | 315 | 424 | 950 | 400 | 275 | 5 | 0.0258 | 0 | 0 | 0 | [7 empty] | FALSE | 1 | 1 | TRUE
36 | BESW21-BESW11 (Transformer) |  | 441 | 708 | 240 | 275 | 132 | 8.1994 | 0.1004 | 0 | 0 | 0 | [7 empty] | FALSE | 1 | 1 | TRUE
37 | BESW21-BESW11 (Transformer) |  | 441 | 708 | 273 | 275 | 132 | 8.6331 | 0.1411 | 0 | 0 | 0 | [7 empty] | FALSE | 1 | 1 | TRUE
38 | BESW21-BESW12 (Transformer) |  | 441 | 566 | 267 | 275 | 132 | 8.6331 | 0.1411 | 0 | 0 | 0 | [7 empty] | FALSE | 1 | 1 | TRUE
39 | BESW21-BESW12 (Transformer) |  | 441 | 566 | 267 | 275 | 132 | 8.6331 | 0.1411 | 0 | 0 | 0 | [7 empty] | FALSE | 1 | 1 | TRUE
40 | BICF41-BICF11 (Transformer) |  | 34 | 752 | 278 | 400 | 132 | 7.9515 | 0.1307 | 0 | 0 | 0 | [7 empty] | FALSE | 1 | 1 | TRUE
41 | BICF41-BICF11 (Transformer) |  | 34 | 752 | 274 | 400 | 132 | 7.9515 | 0.1307 | 0 | 0 | 0 | [7 empty] | FALSE | 1 | 1 | TRUE
42 | BIRK21-BIRK11 (Transformer) |  | 336 | 535 | 261 | 275 | 132 | 8.6081 | 0.1594 | 0 | 0 | 0 | [7 empty] | FALSE | 1 | 1 | TRUE
43 | BIRK21-BIRK11 (Transformer) |  | 336 | 535 | 261 | 275 | 132 | 8.6081 | 0.1594 | 0 | 0 | 0 | [7 empty] | FALSE | 1 | 1 | TRUE
44 | BIRK21-BIRK11 (Transformer) |  | 336 | 535 | 261 | 275 | 132 | 8.6081 | 0.1594 | 0 | 0 | 0 | [7 empty] | FALSE | 1 | 1 | TRUE
45 | BISW21-BISW11 (Transformer) |  | 388 | 570 | 279 | 275 | 132 | 8.097 | 0.1623 | 0 | 0 | 0 | [7 empty] | FALSE | 1 | 1 | TRUE
46 | BISW21-BISW11 (Transformer) |  | 388 | 570 | 279 | 275 | 132 | 8.097 | 0.1623 | 0 | 0 | 0 | [7 empty] | FALSE | 1 | 1 | TRUE
47 | BISW21-BISW11 (Transformer) |  | 388 | 570 | 278 | 275 | 132 | 8.7537 | 0.0918 | 0 | 0 | 0 | [7 empty] | FALSE | 1 | 1 | TRUE
48 | BISW21-BISW11 (Transformer) |  | 388 | 570 | 240 | 275 | 132 | 8.097 | 0.1623 | 0 | 0 | 0 | [7 empty] | FALSE | 1 | 1 | TRUE
49 | BLYT21-BLYT1A (Transformer) |  | 469 | 546 | 278 | 275 | 132 | 8.378 | 0.1666 | 0 | 0 | 0 | [7 empty] | FALSE | 1 | 1 | TRUE
50 | BLYT21-BLYT1B (Transformer) |  | 469 | 641 | 278 | 275 | 132 | 8.378 | 0.1666 | 0 | 0 | 0 | [7 empty] | FALSE | 1 | 1 | TRUE
51 | BLYT21-BLYT61 (Transformer) |  | 469 | 792 | 209 | 275 | 66 | 10.8456 | 0.2275 | 0 | 0 | 0 | [7 empty] | FALSE | 1 | 1 | TRUE
52 | BLYT21-BLYT61 (Transformer) |  | 469 | 792 | 138 | 275 | 66 | 16.8273 | 0.45 | 0 | 0 | 0 | [7 empty] | FALSE | 1 | 1 | TRUE
53 | BLYT21-BLYT61 (Transformer) |  | 469 | 792 | 138 | 275 | 66 | 16.8273 | 0.45 | 0 | 0 | 0 | [7 empty] | FALSE | 1 | 1 | TRUE
54 | BLYT41-BLYT21 (Transformer) |  | 54 | 469 | 1148 | 400 | 275 | 5 | 0.0152 | 0 | 0 | 0 | [7 empty] | FALSE | 1 | 1 | TRUE
55 | BLYT41-BLYT21 (Transformer) |  | 54 | 469 | 1100 | 400 | 275 | 5 | 0.0152 | 0 | 0 | 0 | [7 empty] | FALSE | 1 | 1 | TRUE
56 | BODE41-SASA11 (Transformer) |  | 200 | 734 | 240 | 400 | 132 | 7.9055 | 0.1311 | 0 | 0 | 0 | [7 empty] | FALSE | 1 | 1 | TRUE
57 | BOLN41-BOLN11 (Transformer) |  | 187 | 613 | 310 | 400 | 132 | 7.9818 | 0.137 | 0 | 0 | 0 | [7 empty] | FALSE | 1 | 1 | TRUE
58 | BOLN41-BOLN11 (Transformer) |  | 187 | 613 | 309 | 400 | 132 | 7.9818 | 0.137 | 0 | 0 | 0 | [7 empty] | FALSE | 1 | 1 | TRUE
59 | BOLN41-BOLN12 (Transformer) |  | 187 | 591 | 309 | 400 | 132 | 7.9818 | 0.137 | 0 | 0 | 0 | [7 empty] | FALSE | 1 | 1 | TRUE
60 | BOLN41-BOLN12 (Transformer) |  | 187 | 591 | 277 | 400 | 132 | 7.9818 | 0.137 | 0 | 0 | 0 | [7 empty] | FALSE | 1 | 1 | TRUE
61 | BOLN41-BOLN12 (Transformer) |  | 187 | 591 | 276 | 400 | 132 | 7.9818 | 0.137 | 0 | 0 | 0 | [7 empty] | FALSE | 1 | 1 | TRUE
62 | BOTW41-BOTW11 (Transformer) |  | 181 | 782 | 278 | 400 | 132 | 8.1036 | 0.1139 | 0 | 0 | 0 | [7 empty] | FALSE | 1 | 1 | TRUE
63 | BOTW41-BOTW11 (Transformer) |  | 181 | 782 | 278 | 400 | 132 | 8.1036 | 0.1139 | 0 | 0 | 0 | [7 empty] | FALSE | 1 | 1 | TRUE
64 | BRAI4A-BRAI11 (Transformer) |  | 251 | 728 | 240 | 400 | 132 | 8.1976 | 0.1373 | 0 | 0 | 0 | [7 empty] | FALSE | 1 | 1 | TRUE
65 | BRAI4B-BRAI11 (Transformer) |  | 261 | 728 | 278 | 400 | 132 | 7.9515 | 0.1307 | 0 | 0 | 0 | [7 empty] | FALSE | 1 | 1 | TRUE
66 | BRAW21-BRAW11 (Transformer) |  | 344 | 745 | 279 | 275 | 132 | 8.2312 | 0.1719 | 0 | 0 | 0 | [7 empty] | FALSE | 1 | 1 | TRUE
67 | BRAW21-BRAW11 (Transformer) |  | 344 | 745 | 279 | 275 | 132 | 8.2312 | 0.1719 | 0 | 0 | 0 | [7 empty] | FALSE | 1 | 1 | TRUE
68 | BRAW21-BRAW12 (Transformer) |  | 344 | 618 | 279 | 275 | 132 | 8.2312 | 0.1719 | 0 | 0 | 0 | [7 empty] | FALSE | 1 | 1 | TRUE
69 | BRAW21-BRAW12 (Transformer) |  | 344 | 618 | 279 | 275 | 132 | 8.2312 | 0.1719 | 0 | 0 | 0 | [7 empty] | FALSE | 1 | 1 | TRUE
70 | BRAW4A-BRAW21 (Transformer) |  | 148 | 344 | 1094 | 400 | 275 | 5 | 0.0175 | 0 | 0 | 0 | [7 empty] | FALSE | 1 | 1 | TRUE
71 | BRED21-BRED11 (Transformer) |  | 374 | 755 | 278 | 275 | 132 | 8.6449 | 0.1266 | 0 | 0 | 0 | [7 empty] | FALSE | 1 | 1 | TRUE
72 | BRED21-BRED11 (Transformer) |  | 374 | 755 | 278 | 275 | 132 | 8.6449 | 0.1266 | 0 | 0 | 0 | [7 empty] | FALSE | 1 | 1 | TRUE
73 | BRED21-BRED11 (Transformer) |  | 374 | 755 | 278 | 275 | 132 | 8.6449 | 0.1266 | 0 | 0 | 0 | [7 empty] | FALSE | 1 | 1 | TRUE
74 | BRFO41-BRFO11 (Transformer) |  | 59 | 661 | 272 | 400 | 132 | 8.4025 | 0.1658 | 0 | 0 | 0 | [7 empty] | FALSE | 1 | 1 | TRUE
75 | BRFO41-BRFO11 (Transformer) |  | 59 | 661 | 271 | 400 | 132 | 8.4025 | 0.1658 | 0 | 0 | 0 | [7 empty] | FALSE | 1 | 1 | TRUE
76 | BRFO41-BRFO11 (Transformer) |  | 59 | 661 | 240 | 400 | 132 | 7.9515 | 0.1307 | 0 | 0 | 0 | [7 empty] | FALSE | 1 | 1 | TRUE
77 | BRFO41-BRFO12 (Transformer) |  | 59 | 776 | 267 | 400 | 132 | 8.4025 | 0.1658 | 0 | 0 | 0 | [7 empty] | FALSE | 1 | 1 | TRUE
78 | BRFO41-BRFO12 (Transformer) |  | 59 | 776 | 267 | 400 | 132 | 8.4025 | 0.1658 | 0 | 0 | 0 | [7 empty] | FALSE | 1 | 1 | TRUE
79 | BRIM2A-BRIM11 (Transformer) |  | 482 | 721 | 263 | 275 | 132 | 8.3316 | 0.1688 | 0 | 0 | 0 | [7 empty] | FALSE | 1 | 1 | TRUE
80 | BRIM2B-BRIM11 (Transformer) |  | 335 | 721 | 274 | 275 | 132 | 8.6449 | 0.1266 | 0 | 0 | 0 | [7 empty] | FALSE | 1 | 1 | TRUE
81 | BRIN41-BRIN21 (Transformer) |  | 205 | 458 | 1117 | 400 | 275 | 5 | 0.0146 | 0 | 0 | 0 | [7 empty] | FALSE | 1 | 1 | TRUE
82 | BRLE41-BRLE11 (Transformer) |  | 185 | 749 | 275 | 400 | 132 | 7.9231 | 0.103 | 0 | 0 | 0 | [7 empty] | FALSE | 1 | 1 | TRUE
83 | BRLE41-BRLE12 (Transformer) |  | 185 | 603 | 253 | 400 | 132 | 8.4008 | 0.1471 | 0 | 0 | 0 | [7 empty] | FALSE | 1 | 1 | TRUE
84 | BRLE41-BRLE13 (Transformer) |  | 185 | 598 | 253 | 400 | 132 | 8.4008 | 0.1471 | 0 | 0 | 0 | [7 empty] | FALSE | 1 | 1 | TRUE
85 | BRLE41-BRLE14 (Transformer) |  | 185 | 678 | 270 | 400 | 132 | 7.9231 | 0.103 | 0 | 0 | 0 | [7 empty] | FALSE | 1 | 1 | TRUE
86 | BRLE41-BRLE1A (Transformer) |  | 185 | 660 | 263 | 400 | 132 | 7.8698 | 0.1303 | 0 | 0 | 0 | [7 empty] | FALSE | 1 | 1 | TRUE
87 | BRLE41-BRLE1B (Transformer) |  | 185 | 706 | 263 | 400 | 132 | 7.8698 | 0.1303 | 0 | 0 | 0 | [7 empty] | FALSE | 1 | 1 | TRUE
88 | BURW41-BURW11 (Transformer) |  | 276 | 765 | 240 | 400 | 132 | 8.3327 | 0.1059 | 0 | 0 | 0 | [7 empty] | FALSE | 1 | 1 | TRUE
89 | BURW41-BURW11 (Transformer) |  | 276 | 765 | 240 | 400 | 132 | 8.2208 | 0.1056 | 0 | 0 | 0 | [7 empty] | FALSE | 1 | 1 | TRUE
90 | BURW41-BURW11 (Transformer) |  | 276 | 765 | 240 | 400 | 132 | 7.9905 | 0.1347 | 0 | 0 | 0 | [7 empty] | FALSE | 1 | 1 | TRUE
91 | BUSH21-BUSH11 (Transformer) |  | 451 | 567 | 279 | 275 | 132 | 8.0467 | 0.1221 | 0 | 0 | 0 | [7 empty] | FALSE | 1 | 1 | TRUE
92 | BUSH21-BUSH11 (Transformer) |  | 451 | 567 | 279 | 275 | 132 | 8.0467 | 0.1221 | 0 | 0 | 0 | [7 empty] | FALSE | 1 | 1 | TRUE
93 | BUSH21-BUSH11 (Transformer) |  | 451 | 567 | 240 | 275 | 132 | 8.8443 | 0.1048 | 0 | 0 | 0 | [7 empty] | FALSE | 1 | 1 | TRUE
94 | BUST21-BUST11 (Transformer) |  | 496 | 777 | 279 | 275 | 132 | 8.3316 | 0.1688 | 0 | 0 | 0 | [7 empty] | FALSE | 1 | 1 | TRUE
95 | BUST21-BUST11 (Transformer) |  | 496 | 777 | 279 | 275 | 132 | 8.2312 | 0.1719 | 0 | 0 | 0 | [7 empty] | FALSE | 1 | 1 | TRUE
96 | BUST21-BUST11 (Transformer) |  | 496 | 777 | 278 | 275 | 132 | 8.2312 | 0.1719 | 0 | 0 | 0 | [7 empty] | FALSE | 1 | 1 | TRUE
97 | BUST21-BUST11 (Transformer) |  | 496 | 777 | 265 | 275 | 132 | 8.3316 | 0.1688 | 0 | 0 | 0 | [7 empty] | FALSE | 1 | 1 | TRUE
98 | BUST4A-BUST21 (Transformer) |  | 20 | 496 | 1100 | 400 | 275 | 5 | 0.018 | 0 | 0 | 0 | [7 empty] | FALSE | 1 | 1 | TRUE
99 | BUST4B-BUST21 (Transformer) |  | 33 | 496 | 1100 | 400 | 275 | 5 | 0.018 | 0 | 0 | 0 | [7 empty] | FALSE | 1 | 1 | TRUE
100 | CANT41-CANT13 (Transformer) |  | 271 | 547 | 264 | 400 | 132 | 8.2849 | 0.1509 | 0 | 0 | 0 | [7 empty] | FALSE | 1 | 1 | TRUE
101 | CANT41-CANT14 (Transformer) |  | 271 | 619 | 264 | 400 | 132 | 8.426 | 0.1658 | 0 | 0 | 0 | [7 empty] | FALSE | 1 | 1 | TRUE
102 | CAPE21-CAPE11 (Transformer) |  | 405 | 635 | 211 | 275 | 132 | 8.5256 | 0.1927 | 0 | 0 | 0 | [7 empty] | FALSE | 1 | 1 | TRUE
103 | CAPE21-CAPE11 (Transformer) |  | 405 | 635 | 211 | 275 | 132 | 8.5256 | 0.1927 | 0 | 0 | 0 | [7 empty] | FALSE | 1 | 1 | TRUE
104 | CAPE21-CAPE11 (Transformer) |  | 405 | 635 | 198 | 275 | 132 | 8.3446 | 0.196 | 0 | 0 | 0 | [7 empty] | FALSE | 1 | 1 | TRUE
105 | CAPE21-CAPE1A (Transformer) |  | 405 | 552 | 279 | 275 | 132 | 8.0648 | 0.1366 | 0 | 0 | 0 | [7 empty] | FALSE | 1 | 1 | TRUE
106 | CAPE21-CAPE1B (Transformer) |  | 405 | 624 | 180 | 275 | 132 | 8.8392 | 0.171 | 0 | 0 | 0 | [7 empty] | FALSE | 1 | 1 | TRUE
107 | CAPE4A-CAPE21 (Transformer) |  | 16 | 405 | 845 | 400 | 275 | 5 | 0.0178 | 0 | 0 | 0 | [7 empty] | FALSE | 1 | 1 | TRUE
108 | CAPE4B-CAPE21 (Transformer) |  | 191 | 405 | 886 | 400 | 275 | 5 | 0.0185 | 0 | 0 | 0 | [7 empty] | FALSE | 1 | 1 | TRUE
109 | CARE21-CARE11 (Transformer) |  | 379 | 671 | 278 | 275 | 132 | 8.7537 | 0.0918 | 0 | 0 | 0 | [7 empty] | FALSE | 1 | 1 | TRUE
110 | CARE21-CARE11 (Transformer) |  | 379 | 671 | 278 | 275 | 132 | 8.7537 | 0.0918 | 0 | 0 | 0 | [7 empty] | FALSE | 1 | 1 | TRUE
111 | CARR21-CARR11 (Transformer) |  | 489 | 633 | 211 | 275 | 132 | 8.5256 | 0.1927 | 0 | 0 | 0 | [7 empty] | FALSE | 1 | 1 | TRUE
112 | CARR21-CARR11 (Transformer) |  | 489 | 633 | 201 | 275 | 132 | 8.3396 | 0.1681 | 0 | 0 | 0 | [7 empty] | FALSE | 1 | 1 | TRUE
113 | CARR21-CARR12 (Transformer) |  | 489 | 553 | 211 | 275 | 132 | 8.5256 | 0.1927 | 0 | 0 | 0 | [7 empty] | FALSE | 1 | 1 | TRUE
114 | CARR21-CARR12 (Transformer) |  | 489 | 553 | 129 | 275 | 132 | 12.2479 | 0.2264 | 0 | 0 | 0 | [7 empty] | FALSE | 1 | 1 | TRUE
115 | CARR21-CARR12 (Transformer) |  | 489 | 553 | 120 | 275 | 132 | 12.2467 | 0.2847 | 0 | 0 | 0 | [7 empty] | FALSE | 1 | 1 | TRUE
116 | CARR41-CARR11 (Transformer) |  | 284 | 633 | 272 | 400 | 132 | 8.0197 | 0.1372 | 0 | 0 | 0 | [7 empty] | FALSE | 1 | 1 | TRUE
117 | CARR4A-CARR21 (Transformer) |  | 267 | 489 | 886 | 400 | 275 | 5 | 0.0185 | 0 | 0 | 0 | [7 empty] | FALSE | 1 | 1 | TRUE
118 | CARR4B-CARR21 (Transformer) |  | 259 | 489 | 886 | 400 | 275 | 5 | 0.0185 | 0 | 0 | 0 | [7 empty] | FALSE | 1 | 1 | TRUE
119 | CELL41-CELL11 (Transformer) |  | 186 | 681 | 280 | 400 | 132 | 8.4025 | 0.1658 | 0 | 0 | 0 | [7 empty] | FALSE | 1 | 1 | TRUE
120 | CELL41-CELL11 (Transformer) |  | 186 | 681 | 278 | 400 | 132 | 7.9515 | 0.1307 | 0 | 0 | 0 | [7 empty] | FALSE | 1 | 1 | TRUE
121 | CELL41-CELL11 (Transformer) |  | 186 | 681 | 240 | 400 | 132 | 8.4025 | 0.1658 | 0 | 0 | 0 | [7 empty] | FALSE | 1 | 1 | TRUE
122 | CELL41-CELL12 (Transformer) |  | 186 | 560 | 278 | 400 | 132 | 8.1976 | 0.1373 | 0 | 0 | 0 | [7 empty] | FALSE | 1 | 1 | TRUE
123 | CELL41-CELL12 (Transformer) |  | 186 | 560 | 278 | 400 | 132 | 8.4025 | 0.1658 | 0 | 0 | 0 | [7 empty] | FALSE | 1 | 1 | TRUE
124 | CHIC41-CHIC11 (Transformer) |  | 167 | 557 | 254 | 400 | 132 | 8.4008 | 0.1471 | 0 | 0 | 0 | [7 empty] | FALSE | 1 | 1 | TRUE
125 | CHIC41-CHIC11 (Transformer) |  | 167 | 557 | 253 | 400 | 132 | 8.4008 | 0.1471 | 0 | 0 | 0 | [7 empty] | FALSE | 1 | 1 | TRUE
126 | CHSI21-CHSI11 (Transformer) |  | 524 | 623 | 255 | 275 | 132 | 7.9774 | 0.167 | 0 | 0 | 0 | [7 empty] | FALSE | 1 | 1 | TRUE
127 | CHSI21-CHSI11 (Transformer) |  | 524 | 623 | 249 | 275 | 132 | 8.6331 | 0.1411 | 0 | 0 | 0 | [7 empty] | FALSE | 1 | 1 | TRUE
128 | CHSI21-CHSI1A (Transformer) |  | 524 | 743 | 153 | 275 | 132 | 12.2479 | 0.2264 | 0 | 0 | 0 | [7 empty] | FALSE | 1 | 1 | TRUE
129 | CHSI21-CHSI1B (Transformer) |  | 524 | 532 | 126 | 275 | 132 | 12.2479 | 0.2264 | 0 | 0 | 0 | [7 empty] | FALSE | 1 | 1 | TRUE
130 | CILF41-CILF2A (Transformer) |  | 184 | 360 | 750 | 400 | 275 | 5 | 0.017 | 0 | 0 | 0 | [7 empty] | FALSE | 1 | 1 | TRUE
131 | CILF41-CILF2B (Transformer) |  | 184 | 373 | 750 | 400 | 275 | 5 | 0.017 | 0 | 0 | 0 | [7 empty] | FALSE | 1 | 1 | TRUE
132 | CITR41-CITR11 (Transformer) |  | 19 | 744 | 278 | 400 | 132 | 8.1976 | 0.1373 | 0 | 0 | 0 | [7 empty] | FALSE | 1 | 1 | TRUE
133 | CITR41-CITR11 (Transformer) |  | 19 | 744 | 269 | 400 | 132 | 8.3873 | 0.1229 | 0 | 0 | 0 | [7 empty] | FALSE | 1 | 1 | TRUE
134 | CITR41-CITR12 (Transformer) |  | 19 | 559 | 266 | 400 | 132 | 8.0088 | 0.0997 | 0 | 0 | 0 | [7 empty] | FALSE | 1 | 1 | TRUE
135 | CONQ41-CONQ11 (Transformer) |  | 14 | 658 | 261 | 400 | 132 | 7.8701 | 0.1044 | 0 | 0 | 0 | [7 empty] | FALSE | 1 | 1 | TRUE
136 | CONQ41-CONQ11 (Transformer) |  | 14 | 658 | 259 | 400 | 132 | 7.8606 | 0.1036 | 0 | 0 | 0 | [7 empty] | FALSE | 1 | 1 | TRUE
137 | CONQ41-CONQ12 (Transformer) |  | 14 | 781 | 240 | 400 | 132 | 7.8806 | 0.1045 | 0 | 0 | 0 | [7 empty] | FALSE | 1 | 1 | TRUE
138 | CONQ41-CONQ13 (Transformer) |  | 14 | 605 | 240 | 400 | 132 | 7.9352 | 0.1057 | 0 | 0 | 0 | [7 empty] | FALSE | 1 | 1 | TRUE
139 | COVE21-COVE11 (Transformer) |  | 412 | 642 | 273 | 275 | 132 | 8.097 | 0.1623 | 0 | 0 | 0 | [7 empty] | FALSE | 1 | 1 | TRUE
140 | COVE21-COVE11 (Transformer) |  | 412 | 642 | 272 | 275 | 132 | 8.097 | 0.1623 | 0 | 0 | 0 | [7 empty] | FALSE | 1 | 1 | TRUE
141 | COVE21-COVE12 (Transformer) |  | 412 | 667 | 266 | 275 | 132 | 8.097 | 0.1623 | 0 | 0 | 0 | [7 empty] | FALSE | 1 | 1 | TRUE
142 | COWL41-COWL11 (Transformer) |  | 283 | 733 | 278 | 400 | 132 | 7.9515 | 0.1307 | 0 | 0 | 0 | [7 empty] | FALSE | 1 | 1 | TRUE
143 | COWL41-COWL11 (Transformer) |  | 283 | 733 | 269 | 400 | 132 | 8.1296 | 0.1847 | 0 | 0 | 0 | [7 empty] | FALSE | 1 | 1 | TRUE
144 | COWL41-COWL11 (Transformer) |  | 283 | 733 | 269 | 400 | 132 | 8.1296 | 0.1847 | 0 | 0 | 0 | [7 empty] | FALSE | 1 | 1 | TRUE
145 | COWL41-COWL12 (Transformer) |  | 283 | 543 | 269 | 400 | 132 | 8.1296 | 0.1847 | 0 | 0 | 0 | [7 empty] | FALSE | 1 | 1 | TRUE
146 | COWL41-COWL12 (Transformer) |  | 283 | 543 | 269 | 400 | 132 | 8.1296 | 0.1847 | 0 | 0 | 0 | [7 empty] | FALSE | 1 | 1 | TRUE
147 | CREB41-CREB11 (Transformer) |  | 317 | 692 | 253 | 400 | 132 | 8.0984 | 0.1621 | 0 | 0 | 0 | [7 empty] | FALSE | 1 | 1 | TRUE
148 | CREB41-CREB11 (Transformer) |  | 317 | 692 | 240 | 400 | 132 | 8.0984 | 0.1621 | 0 | 0 | 0 | [7 empty] | FALSE | 1 | 1 | TRUE
149 | CREB41-CREB12 (Transformer) |  | 317 | 711 | 253 | 400 | 132 | 8.0984 | 0.1621 | 0 | 0 | 0 | [7 empty] | FALSE | 1 | 1 | TRUE
150 | CREB41-CREB12 (Transformer) |  | 317 | 711 | 253 | 400 | 132 | 8.0984 | 0.1621 | 0 | 0 | 0 | [7 empty] | FALSE | 1 | 1 | TRUE
151 | CREB41-CREB21 (Transformer) |  | 317 | 413 | 750 | 400 | 275 | 5 | 0.0176 | 0 | 0 | 0 | [7 empty] | FALSE | 1 | 1 | TRUE
152 | CREB41-CREB21 (Transformer) |  | 317 | 413 | 750 | 400 | 275 | 5 | 0.0176 | 0 | 0 | 0 | [7 empty] | FALSE | 1 | 1 | TRUE
153 | CREB41-CREB22 (Transformer) |  | 317 | 363 | 750 | 400 | 275 | 5 | 0.0176 | 0 | 0 | 0 | [7 empty] | FALSE | 1 | 1 | TRUE
154 | CREB41-CREB22 (Transformer) |  | 317 | 363 | 750 | 400 | 275 | 5 | 0.0176 | 0 | 0 | 0 | [7 empty] | FALSE | 1 | 1 | TRUE
155 | DIDC41-MILP31 (Transformer) |  | 223 | 818 | 150 | 400 | 33 | 15.2319 | 0.20873 | 0 | 0 | 0 | [7 empty] | FALSE | 1 | 1 | TRUE
156 | DIDC41-MILP31 (Transformer) |  | 223 | 818 | 150 | 400 | 33 | 15.2986 | 0.20993 | 0 | 0 | 0 | [7 empty] | FALSE | 1 | 1 | TRUE
157 | DRAK41-DRAK11 (Transformer) |  | 208 | 586 | 278 | 400 | 132 | 7.8698 | 0.1303 | 0 | 0 | 0 | [7 empty] | FALSE | 1 | 1 | TRUE
158 | DRAK41-DRAK11 (Transformer) |  | 208 | 586 | 240 | 400 | 132 | 7.881 | 0.1044 | 0 | 0 | 0 | [7 empty] | FALSE | 1 | 1 | TRUE
159 | DRAK41-DRAK21 (Transformer) |  | 208 | 479 | 849 | 400 | 275 | 5 | 0.0178 | 0 | 0 | 0 | [7 empty] | FALSE | 1 | 1 | TRUE
160 | DRAX41-DRAX11 (Transformer) |  | 307 | 719 | 277 | 400 | 132 | 8.4025 | 0.1658 | 0 | 0 | 0 | [7 empty] | FALSE | 1 | 1 | TRUE
161 | DRAX41-DRAX11 (Transformer) |  | 307 | 719 | 274 | 400 | 132 | 8.4025 | 0.1658 | 0 | 0 | 0 | [7 empty] | FALSE | 1 | 1 | TRUE
162 | DRAX42-CAML61 (Transformer) |  | 17 | 804 | 180 | 400 | 66 | 14.1082 | 0.2216 | 0 | 0 | 0 | [7 empty] | FALSE | 1 | 1 | TRUE
163 | DRAX42-CAML61 (Transformer) |  | 17 | 804 | 180 | 400 | 66 | 14.1082 | 0.2216 | 0 | 0 | 0 | [7 empty] | FALSE | 1 | 1 | TRUE
164 | DUNG41-DUNG21 (Transformer) |  | 48 | 497 | 750 | 400 | 275 | 5 | 0.017 | 0 | 0 | 0 | [7 empty] | FALSE | 1 | 1 | TRUE
165 | DUNG41-DUNG21 (Transformer) |  | 48 | 497 | 750 | 400 | 275 | 5 | 0.017 | 0 | 0 | 0 | [7 empty] | FALSE | 1 | 1 | TRUE
166 | EALI21-EALI61 (Transformer) |  | 428 | 801 | 134 | 275 | 66 | 11.0235 | 0.3062 | 0 | 0 | 0 | [7 empty] | FALSE | 1 | 1 | TRUE
167 | EALI21-EALI61 (Transformer) |  | 428 | 801 | 134 | 275 | 66 | 11.0235 | 0.3062 | 0 | 0 | 0 | [7 empty] | FALSE | 1 | 1 | TRUE
168 | EALI21-EALI61 (Transformer) |  | 428 | 801 | 126 | 275 | 66 | 11.0235 | 0.3062 | 0 | 0 | 0 | [7 empty] | FALSE | 1 | 1 | TRUE
169 | EALI21-EALI61 (Transformer) |  | 428 | 801 | 126 | 275 | 66 | 11.0235 | 0.3062 | 0 | 0 | 0 | [7 empty] | FALSE | 1 | 1 | TRUE
170 | EASO41-EASO12 (Transformer) |  | 47 | 691 | 263 | 400 | 132 | 7.9231 | 0.103 | 0 | 0 | 0 | [7 empty] | FALSE | 1 | 1 | TRUE
171 | EASO41-LITB11 (Transformer) |  | 47 | 699 | 240 | 400 | 132 | 7.841 | 0.1018 | 0 | 0 | 0 | [7 empty] | FALSE | 1 | 1 | TRUE
172 | EASO4A-EASO11 (Transformer) |  | 192 | 761 | 263 | 400 | 132 | 7.9231 | 0.103 | 0 | 0 | 0 | [7 empty] | FALSE | 1 | 1 | TRUE
173 | ECLA41-ECLA11 (Transformer) |  | 272 | 784 | 264 | 400 | 132 | 8.6648 | 0.1175 | 0 | 0 | 0 | [7 empty] | FALSE | 1 | 1 | TRUE
174 | ECLA41-ECLA11 (Transformer) |  | 272 | 784 | 263 | 400 | 132 | 8.6648 | 0.1175 | 0 | 0 | 0 | [7 empty] | FALSE | 1 | 1 | TRUE
175 | ECLA41-ECLA12 (Transformer) |  | 272 | 574 | 278 | 400 | 132 | 8.1036 | 0.1139 | 0 | 0 | 0 | [7 empty] | FALSE | 1 | 1 | TRUE
176 | ECLA41-ECLA12 (Transformer) |  | 272 | 574 | 264 | 400 | 132 | 8.0088 | 0.0997 | 0 | 0 | 0 | [7 empty] | FALSE | 1 | 1 | TRUE
177 | ELLA21-ELLA11 (Transformer) |  | 486 | 541 | 272 | 275 | 132 | 8.0467 | 0.1221 | 0 | 0 | 0 | [7 empty] | FALSE | 1 | 1 | TRUE
178 | ELLA21-ELLA11 (Transformer) |  | 486 | 541 | 198 | 275 | 132 | 8.3396 | 0.1681 | 0 | 0 | 0 | [7 empty] | FALSE | 1 | 1 | TRUE
179 | ELLA21-ELLA12 (Transformer) |  | 486 | 726 | 279 | 275 | 132 | 8.0467 | 0.1221 | 0 | 0 | 0 | [7 empty] | FALSE | 1 | 1 | TRUE
180 | ELLA21-ELLA12 (Transformer) |  | 486 | 726 | 211 | 275 | 132 | 8.4551 | 0.1722 | 0 | 0 | 0 | [7 empty] | FALSE | 1 | 1 | TRUE
181 | ELST21-ELST12 (Transformer) |  | 525 | 731 | 240 | 275 | 132 | 8.0467 | 0.1221 | 0 | 0 | 0 | [7 empty] | FALSE | 1 | 1 | TRUE
182 | ELST21-ELST13 (Transformer) |  | 525 | 775 | 189 | 275 | 132 | 8.1167 | 0.1985 | 0 | 0 | 0 | [7 empty] | FALSE | 1 | 1 | TRUE
183 | ELST21-ELST13 (Transformer) |  | 525 | 775 | 180 | 275 | 132 | 8.0796 | 0.1954 | 0 | 0 | 0 | [7 empty] | FALSE | 1 | 1 | TRUE
184 | ELST22-ELST11 (Transformer) |  | 449 | 701 | 212 | 275 | 132 | 8.1045 | 0.1031 | 0 | 0 | 0 | [7 empty] | FALSE | 1 | 1 | TRUE
185 | ELST22-ELST11 (Transformer) |  | 449 | 701 | 187 | 275 | 132 | 8.081 | 0.1923 | 0 | 0 | 0 | [7 empty] | FALSE | 1 | 1 | TRUE
186 | ELST41-ELST12 (Transformer) |  | 135 | 731 | 240 | 400 | 132 | 7.8456 | 0.1039 | 0 | 0 | 0 | [7 empty] | FALSE | 1 | 1 | TRUE
187 | ELST41-ELST22 (Transformer) |  | 135 | 449 | 1100 | 400 | 275 | 5 | 0.0181 | 0 | 0 | 0 | [7 empty] | FALSE | 1 | 1 | TRUE
188 | ELST4B-ELST21 (Transformer) |  | 216 | 525 | 1137 | 400 | 275 | 5 | 0.0176 | 0 | 0 | 0 | [7 empty] | FALSE | 1 | 1 | TRUE
189 | ENDE41-ENDE11 (Transformer) |  | 94 | 659 | 278 | 400 | 132 | 7.8698 | 0.1303 | 0 | 0 | 0 | [7 empty] | FALSE | 1 | 1 | TRUE
190 | ENDE41-ENDE11 (Transformer) |  | 94 | 659 | 278 | 400 | 132 | 8.3874 | 0.1118 | 0 | 0 | 0 | [7 empty] | FALSE | 1 | 1 | TRUE
191 | ENDE41-ENDE11 (Transformer) |  | 94 | 659 | 274 | 400 | 132 | 8.4025 | 0.1658 | 0 | 0 | 0 | [7 empty] | FALSE | 1 | 1 | TRUE
192 | ENDE41-ENDE11 (Transformer) |  | 94 | 659 | 273 | 400 | 132 | 8.4025 | 0.1658 | 0 | 0 | 0 | [7 empty] | FALSE | 1 | 1 | TRUE
193 | EXET41-EXET11 (Transformer) |  | 173 | 768 | 278 | 400 | 132 | 7.9515 | 0.1307 | 0 | 0 | 0 | [7 empty] | FALSE | 1 | 1 | TRUE
194 | EXET41-EXET11 (Transformer) |  | 173 | 768 | 278 | 400 | 132 | 8.2849 | 0.1509 | 0 | 0 | 0 | [7 empty] | FALSE | 1 | 1 | TRUE
195 | EXET41-EXET11 (Transformer) |  | 173 | 768 | 269 | 400 | 132 | 8.2849 | 0.1509 | 0 | 0 | 0 | [7 empty] | FALSE | 1 | 1 | TRUE
196 | FAWL41-FAWL11 (Transformer) |  | 145 | 601 | 268 | 400 | 132 | 7.9231 | 0.1509 | 0 | 0 | 0 | [7 empty] | FALSE | 1 | 1 | TRUE
197 | FAWL41-FAWL11 (Transformer) |  | 145 | 601 | 268 | 400 | 132 | 7.9231 | 0.1509 | 0 | 0 | 0 | [7 empty] | FALSE | 1 | 1 | TRUE
198 | FAWL41-FAWL11 (Transformer) |  | 145 | 601 | 268 | 400 | 132 | 7.9231 | 0.1509 | 0 | 0 | 0 | [7 empty] | FALSE | 1 | 1 | TRUE
199 | FECK21-FECK61 (Transformer) |  | 472 | 805 | 139 | 275 | 66 | 15.7855 | 0.3142 | 0 | 0 | 0 | [7 empty] | FALSE | 1 | 1 | TRUE
200 | FECK41-FECK21 (Transformer) |  | 163 | 472 | 1100 | 400 | 275 | 5 | 0.0151 | 0 | 0 | 0 | [7 empty] | FALSE | 1 | 1 | TRUE
201 | FECK41-FECK61 (Transformer) |  | 163 | 805 | 199 | 400 | 66 | 14.0317 | 0.1832 | 0 | 0 | 0 | [7 empty] | FALSE | 1 | 1 | TRUE
202 | FECK41-FECK61 (Transformer) |  | 163 | 805 | 194 | 400 | 66 | 13.8218 | 0.1867 | 0 | 0 | 0 | [7 empty] | FALSE | 1 | 1 | TRUE
203 | FECK41-FECK61 (Transformer) |  | 163 | 805 | 194 | 400 | 66 | 13.8218 | 0.1867 | 0 | 0 | 0 | [7 empty] | FALSE | 1 | 1 | TRUE
204 | FERR21-FERR11 (Transformer) |  | 452 | 656 | 278 | 275 | 132 | 8.673 | 0.1147 | 0 | 0 | 0 | [7 empty] | FALSE | 1 | 1 | TRUE
205 | FERR21-FERR61 (Transformer) |  | 452 | 791 | 204 | 275 | 66 | 10.8633 | 0.237 | 0 | 0 | 0 | [7 empty] | FALSE | 1 | 1 | TRUE
206 | FERR23-FERR11 (Transformer) |  | 393 | 656 | 278 | 275 | 132 | 8.673 | 0.1147 | 0 | 0 | 0 | [7 empty] | FALSE | 1 | 1 | TRUE
207 | FERR23-FERR61 (Transformer) |  | 393 | 791 | 180 | 275 | 66 | 10.8633 | 0.237 | 0 | 0 | 0 | [7 empty] | FALSE | 1 | 1 | TRUE
208 | FERR2A-FERR11 (Transformer) |  | 466 | 656 | 278 | 275 | 132 | 8.7537 | 0.0918 | 0 | 0 | 0 | [7 empty] | FALSE | 1 | 1 | TRUE
209 | FERR4A-FERR22 (Transformer) |  | 117 | 392 | 1100 | 400 | 275 | 5 | 0.0133 | 0 | 0 | 0 | [7 empty] | FALSE | 1 | 1 | TRUE
210 | FERR4A-FERR23 (Transformer) |  | 117 | 393 | 1113 | 400 | 275 | 5 | 0.0186 | 0 | 0 | 0 | [7 empty] | FALSE | 1 | 1 | TRUE
211 | FIDF21-FIDF11 (Transformer) |  | 326 | 657 | 271 | 275 | 132 | 8.4361 | 0.1392 | 0 | 0 | 0 | [7 empty] | FALSE | 1 | 1 | TRUE
212 | FIDF21-FIDF12 (Transformer) |  | 326 | 666 | 261 | 275 | 132 | 8.6081 | 0.1594 | 0 | 0 | 0 | [7 empty] | FALSE | 1 | 1 | TRUE
213 | FLEE41-FLEE11 (Transformer) |  | 4 | 563 | 279 | 400 | 132 | 8.3736 | 0.1557 | 0 | 0 | 0 | [7 empty] | FALSE | 1 | 1 | TRUE
214 | FLEE41-FLEE11 (Transformer) |  | 4 | 563 | 240 | 400 | 132 | 8.5406 | 0.1368 | 0 | 0 | 0 | [7 empty] | FALSE | 1 | 1 | TRUE
215 | FLEE41-FLEE11 (Transformer) |  | 4 | 563 | 240 | 400 | 132 | 8.0197 | 0.1372 | 0 | 0 | 0 | [7 empty] | FALSE | 1 | 1 | TRUE
216 | FLEE41-FLEE11 (Transformer) |  | 4 | 563 | 240 | 400 | 132 | 8.3736 | 0.1557 | 0 | 0 | 0 | [7 empty] | FALSE | 1 | 1 | TRUE
217 | FLEE41-FLEE12 (Transformer) |  | 4 | 767 | 300 | 400 | 132 | 8.3736 | 0.1557 | 0 | 0 | 0 | [7 empty] | FALSE | 1 | 1 | TRUE
218 | FLEE41-FLEE12 (Transformer) |  | 4 | 767 | 279 | 400 | 132 | 8.3736 | 0.1557 | 0 | 0 | 0 | [7 empty] | FALSE | 1 | 1 | TRUE
219 | FLEE41-FLEE12 (Transformer) |  | 4 | 767 | 279 | 400 | 132 | 8.3736 | 0.1557 | 0 | 0 | 0 | [7 empty] | FALSE | 1 | 1 | TRUE
220 | FOUR21-FOUR31 (Transformer) |  | 529 | 825 | 100 | 275 | 33 | 19.9977 | 0.306 | 0 | 0 | 0 | [7 empty] | FALSE | 1 | 1 | TRUE
221 | FROD21-FROD11 (Transformer) |  | 493 | 587 | 211 | 275 | 132 | 8.5256 | 0.1927 | 0 | 0 | 0 | [7 empty] | FALSE | 1 | 1 | TRUE
222 | FROD22-FROD11 (Transformer) |  | 390 | 587 | 269 | 275 | 132 | 8.4361 | 0.1392 | 0 | 0 | 0 | [7 empty] | FALSE | 1 | 1 | TRUE
223 | FROD41-FROD11 (Transformer) |  | 209 | 587 | 499 | 400 | 132 | 5 | 0.054 | 0 | 0 | 0 | [7 empty] | FALSE | 1 | 1 | TRUE
224 | FROD41-FROD21 (Transformer) |  | 209 | 493 | 1000 | 400 | 275 | 5 | 0.0176 | 0 | 0 | 0 | [7 empty] | FALSE | 1 | 1 | TRUE
225 | FROD41-FROD22 (Transformer) |  | 209 | 390 | 1063 | 400 | 275 | 5 | 0.0132 | 0 | 0 | 0 | [7 empty] | FALSE | 1 | 1 | TRUE
226 | FROD41-WEAV71 (Transformer) |  | 209 | 846 | 80 | 400 | 25 | 5 | 0.0032 | 0 | 0 | 0 | [7 empty] | FALSE | 1 | 1 | TRUE
227 | FROD41-WEAV71 (Transformer) |  | 209 | 846 | 80 | 400 | 25 | 5 | 0.0032 | 0 | 0 | 0 | [7 empty] | FALSE | 1 | 1 | TRUE
228 | GRAI41-GRAI11 (Transformer) |  | 299 | 604 | 263 | 400 | 132 | 7.9515 | 0.1307 | 0 | 0 | 0 | [7 empty] | FALSE | 1 | 1 | TRUE
229 | GRAI41-GRAI11 (Transformer) |  | 299 | 604 | 263 | 400 | 132 | 7.9515 | 0.1307 | 0 | 0 | 0 | [7 empty] | FALSE | 1 | 1 | TRUE
230 | GREN41-GREN11 (Transformer) |  | 285 | 762 | 279 | 400 | 132 | 8.3736 | 0.1557 | 0 | 0 | 0 | [7 empty] | FALSE | 1 | 1 | TRUE
231 | GREN41-GREN11 (Transformer) |  | 285 | 762 | 278 | 400 | 132 | 7.9156 | 0.1312 | 0 | 0 | 0 | [7 empty] | FALSE | 1 | 1 | TRUE
232 | GREN41-GREN11 (Transformer) |  | 285 | 762 | 278 | 400 | 132 | 8.3736 | 0.1557 | 0 | 0 | 0 | [7 empty] | FALSE | 1 | 1 | TRUE
233 | GREN41-GREN12 (Transformer) |  | 285 | 620 | 279 | 400 | 132 | 8.3736 | 0.1557 | 0 | 0 | 0 | [7 empty] | FALSE | 1 | 1 | TRUE
234 | GREN41-GREN12 (Transformer) |  | 285 | 620 | 240 | 400 | 132 | 7.8472 | 0.1035 | 0 | 0 | 0 | [7 empty] | FALSE | 1 | 1 | TRUE
235 | GRIW41-GRIW11 (Transformer) |  | 10 | 627 | 273 | 400 | 132 | 8.4025 | 0.1658 | 0 | 0 | 0 | [7 empty] | FALSE | 1 | 1 | TRUE
236 | GRIW41-GRIW12 (Transformer) |  | 10 | 772 | 268 | 400 | 132 | 8.4025 | 0.1658 | 0 | 0 | 0 | [7 empty] | FALSE | 1 | 1 | TRUE
237 | HACK2A-HACK61 (Transformer) |  | 414 | 800 | 191 | 275 | 66 | 13.3304 | 0.2793 | 0 | 0 | 0 | [7 empty] | FALSE | 1 | 1 | TRUE
238 | HACK2B-HACK61 (Transformer) |  | 350 | 800 | 191 | 275 | 66 | 13.3304 | 0.2793 | 0 | 0 | 0 | [7 empty] | FALSE | 1 | 1 | TRUE
239 | HACK41-HACK11 (Transformer) |  | 147 | 636 | 278 | 400 | 132 | 7.8698 | 0.1303 | 0 | 0 | 0 | [7 empty] | FALSE | 1 | 1 | TRUE
240 | HACK41-HACK11 (Transformer) |  | 147 | 636 | 278 | 400 | 132 | 7.8698 | 0.1303 | 0 | 0 | 0 | [7 empty] | FALSE | 1 | 1 | TRUE
241 | HACK41-HACK11 (Transformer) |  | 147 | 636 | 278 | 400 | 132 | 7.8698 | 0.1303 | 0 | 0 | 0 | [7 empty] | FALSE | 1 | 1 | TRUE
242 | HACK41-HACK2A (Transformer) |  | 147 | 414 | 1210 | 400 | 275 | 5 | 0.0182 | 0 | 0 | 0 | [7 empty] | FALSE | 1 | 1 | TRUE
243 | HACK41-HACK2B (Transformer) |  | 147 | 350 | 1210 | 400 | 275 | 5 | 0.0182 | 0 | 0 | 0 | [7 empty] | FALSE | 1 | 1 | TRUE
244 | HAMH41-HAMH2A (Transformer) |  | 166 | 435 | 1147 | 400 | 275 | 5 | 0.0175 | 0 | 0 | 0 | [7 empty] | FALSE | 1 | 1 | TRUE
245 | HAMH41-LEMR11 (Transformer) |  | 166 | 672 | 278 | 400 | 132 | 8.5335 | 0.1094 | 0 | 0 | 0 | [7 empty] | FALSE | 1 | 1 | TRUE
246 | HAMH41-LEMR11 (Transformer) |  | 166 | 672 | 263 | 400 | 132 | 8.3874 | 0.1118 | 0 | 0 | 0 | [7 empty] | FALSE | 1 | 1 | TRUE
247 | HAMH41-LEMR11 (Transformer) |  | 166 | 672 | 263 | 400 | 132 | 8.3874 | 0.1118 | 0 | 0 | 0 | [7 empty] | FALSE | 1 | 1 | TRUE
248 | HAMH41-LEMR11 (Transformer) |  | 166 | 672 | 263 | 400 | 132 | 8.5335 | 0.1094 | 0 | 0 | 0 | [7 empty] | FALSE | 1 | 1 | TRUE
249 | HARM21-HARM61 (Transformer) |  | 396 | 809 | 127 | 275 | 66 | 16.7215 | 0.3726 | 0 | 0 | 0 | [7 empty] | FALSE | 1 | 1 | TRUE
250 | HARM21-HARM61 (Transformer) |  | 396 | 809 | 127 | 275 | 66 | 16.7215 | 0.3726 | 0 | 0 | 0 | [7 empty] | FALSE | 1 | 1 | TRUE
251 | HAWP21-HAWP61 (Transformer) |  | 440 | 794 | 192 | 275 | 66 | 13.3304 | 0.2793 | 0 | 0 | 0 | [7 empty] | FALSE | 1 | 1 | TRUE
252 | HAWP21-HAWP61 (Transformer) |  | 440 | 794 | 191 | 275 | 66 | 13.3304 | 0.2793 | 0 | 0 | 0 | [7 empty] | FALSE | 1 | 1 | TRUE
253 | HAWP4A-HAWP21 (Transformer) |  | 175 | 440 | 1063 | 400 | 275 | 5 | 0.0132 | 0 | 0 | 0 | [7 empty] | FALSE | 1 | 1 | TRUE
254 | HEYS41-HEYS11 (Transformer) |  | 323 | 675 | 277 | 400 | 132 | 8.1963 | 0.122 | 0 | 0 | 0 | [7 empty] | FALSE | 1 | 1 | TRUE
255 | HEYS41-HEYS11 (Transformer) |  | 323 | 675 | 275 | 400 | 132 | 8.4025 | 0.1658 | 0 | 0 | 0 | [7 empty] | FALSE | 1 | 1 | TRUE
256 | HEYS41-HEYS11 (Transformer) |  | 323 | 675 | 240 | 400 | 132 | 8.0197 | 0.1372 | 0 | 0 | 0 | [7 empty] | FALSE | 1 | 1 | TRUE
257 | HIBU41-ISLI11 (Transformer) |  | 254 | 677 | 240 | 400 | 132 | 8.4534 | 0.1264 | 0 | 0 | 0 | [7 empty] | FALSE | 1 | 1 | TRUE
258 | HIBU41-ISLI11 (Transformer) |  | 254 | 677 | 240 | 400 | 132 | 8.4534 | 0.1264 | 0 | 0 | 0 | [7 empty] | FALSE | 1 | 1 | TRUE
259 | HIBU41-ISLI11 (Transformer) |  | 254 | 677 | 240 | 400 | 132 | 8.4534 | 0.1264 | 0 | 0 | 0 | [7 empty] | FALSE | 1 | 1 | TRUE
260 | HIGM41-HIGM21 (Transformer) |  | 194 | 526 | 1044 | 400 | 275 | 5 | 0.0186 | 0 | 0 | 0 | [7 empty] | FALSE | 1 | 1 | TRUE
261 | HIGM41-HIGM4A (Transformer) |  | 194 | 220 | 2750 | 400 | 400 | 5 | 0.0002 | 0 | 0 | 0 | [7 empty] | FALSE | 1 | 1 | TRUE
262 | HINP41-HINP21 (Transformer) |  | 295 | 471 | 539 | 400 | 275 | 5 | 0.0363 | 0 | 0 | 0 | [7 empty] | FALSE | 1 | 1 | TRUE
263 | HINP41-HINP22 (Transformer) |  | 295 | 438 | 507 | 400 | 275 | 5 | 0.0376 | 0 | 0 | 0 | [7 empty] | FALSE | 1 | 1 | TRUE
264 | HUMR41-HUMR31 (Transformer) |  | 170 | 844 | 90 | 400 | 33 | 22.467 | 0.6667 | 0 | 0 | 0 | [7 empty] | FALSE | 1 | 1 | TRUE
265 | HUMR41-HUMR31 (Transformer) |  | 170 | 844 | 90 | 400 | 33 | 22.256 | 0.6667 | 0 | 0 | 0 | [7 empty] | FALSE | 1 | 1 | TRUE
266 | HURS21-HURS1B (Transformer) |  | 410 | 740 | 279 | 275 | 132 | 8.0467 | 0.1221 | 0 | 0 | 0 | [7 empty] | FALSE | 1 | 1 | TRUE
267 | HURS21-HURS1C (Transformer) |  | 410 | 600 | 279 | 275 | 132 | 8.1742 | 0.1382 | 0 | 0 | 0 | [7 empty] | FALSE | 1 | 1 | TRUE
268 | HURS21-HURS1D (Transformer) |  | 410 | 537 | 279 | 275 | 132 | 8.4361 | 0.1392 | 0 | 0 | 0 | [7 empty] | FALSE | 1 | 1 | TRUE
269 | HUTT41-HUTT11 (Transformer) |  | 258 | 582 | 265 | 400 | 132 | 8.0984 | 0.1621 | 0 | 0 | 0 | [7 empty] | FALSE | 1 | 1 | TRUE
270 | HUTT41-HUTT11 (Transformer) |  | 258 | 582 | 264 | 400 | 132 | 8.0984 | 0.1621 | 0 | 0 | 0 | [7 empty] | FALSE | 1 | 1 | TRUE
271 | HUTT41-HUTT71 (Transformer) |  | 258 | 847 | 80 | 400 | 25 | 5 | 0.0032 | 0 | 0 | 0 | [7 empty] | FALSE | 1 | 1 | TRUE
272 | HUTT41-HUTT71 (Transformer) |  | 258 | 847 | 80 | 400 | 25 | 5 | 0.0032 | 0 | 0 | 0 | [7 empty] | FALSE | 1 | 1 | TRUE
273 | IMPP41-IMPP31 (Transformer) |  | 152 | 821 | 143 | 400 | 33 | 15.019 | 0.2262 | 0 | 0 | 0 | [7 empty] | FALSE | 1 | 1 | TRUE
274 | IMPP41-IMPP31 (Transformer) |  | 152 | 821 | 143 | 400 | 33 | 15.019 | 0.2262 | 0 | 0 | 0 | [7 empty] | FALSE | 1 | 1 | TRUE
275 | INDQ41-INDQ11 (Transformer) |  | 188 | 730 | 278 | 400 | 132 | 8.4532 | 0.1302 | 0 | 0 | 0 | [7 empty] | FALSE | 1 | 1 | TRUE
276 | INDQ41-INDQ11 (Transformer) |  | 188 | 730 | 278 | 400 | 132 | 7.8698 | 0.1303 | 0 | 0 | 0 | [7 empty] | FALSE | 1 | 1 | TRUE
277 | INDQ41-INDQ11 (Transformer) |  | 188 | 730 | 256 | 400 | 132 | 8.0061 | 0.1278 | 0 | 0 | 0 | [7 empty] | FALSE | 1 | 1 | TRUE
278 | INDQ41-INDQ11 (Transformer) |  | 188 | 730 | 254 | 400 | 132 | 8.4008 | 0.1471 | 0 | 0 | 0 | [7 empty] | FALSE | 1 | 1 | TRUE
279 | IROA21-IROA11 (Transformer) |  | 352 | 690 | 279 | 275 | 132 | 8.0467 | 0.1221 | 0 | 0 | 0 | [7 empty] | FALSE | 1 | 1 | TRUE
280 | IROA21-IROA11 (Transformer) |  | 352 | 690 | 279 | 275 | 132 | 8.0648 | 0.1366 | 0 | 0 | 0 | [7 empty] | FALSE | 1 | 1 | TRUE
281 | IROA21-IROA12 (Transformer) |  | 352 | 670 | 217 | 275 | 132 | 8.0652 | 0.1053 | 0 | 0 | 0 | [7 empty] | FALSE | 1 | 1 | TRUE
282 | IROA21-IROA12 (Transformer) |  | 352 | 670 | 210 | 275 | 132 | 7.8148 | 0.1685 | 0 | 0 | 0 | [7 empty] | FALSE | 1 | 1 | TRUE
283 | IROA21-IROA13 (Transformer) |  | 352 | 751 | 250 | 275 | 132 | 8.6449 | 0.1266 | 0 | 0 | 0 | [7 empty] | FALSE | 1 | 1 | TRUE
284 | IROA21-IROA13 (Transformer) |  | 352 | 751 | 210 | 275 | 132 | 7.8148 | 0.1685 | 0 | 0 | 0 | [7 empty] | FALSE | 1 | 1 | TRUE
285 | IRON41-IRON11 (Transformer) |  | 229 | 632 | 278 | 400 | 132 | 8.3736 | 0.1557 | 0 | 0 | 0 | [7 empty] | FALSE | 1 | 1 | TRUE
286 | IRON41-IRON12 (Transformer) |  | 229 | 738 | 277 | 400 | 132 | 8.3736 | 0.1557 | 0 | 0 | 0 | [7 empty] | FALSE | 1 | 1 | TRUE
287 | IRON41-IRON13 (Transformer) |  | 229 | 549 | 278 | 400 | 132 | 8.0197 | 0.1372 | 0 | 0 | 0 | [7 empty] | FALSE | 1 | 1 | TRUE
288 | IVER21-IVER11 (Transformer) |  | 351 | 573 | 279 | 275 | 132 | 8.0648 | 0.1366 | 0 | 0 | 0 | [7 empty] | FALSE | 1 | 1 | TRUE
289 | IVER21-IVER11 (Transformer) |  | 351 | 573 | 279 | 275 | 132 | 8.0467 | 0.1221 | 0 | 0 | 0 | [7 empty] | FALSE | 1 | 1 | TRUE
290 | IVER21-IVER11 (Transformer) |  | 351 | 573 | 265 | 275 | 132 | 8.0648 | 0.1366 | 0 | 0 | 0 | [7 empty] | FALSE | 1 | 1 | TRUE
291 | IVER21-IVER61 (Transformer) |  | 351 | 789 | 153 | 275 | 66 | 11.1999 | 0.2856 | 0 | 0 | 0 | [7 empty] | FALSE | 1 | 1 | TRUE
292 | IVER21-IVER61 (Transformer) |  | 351 | 789 | 125 | 275 | 66 | 16.4953 | 0.3931 | 0 | 0 | 0 | [7 empty] | FALSE | 1 | 1 | TRUE
293 | IVER21-IVER61 (Transformer) |  | 351 | 789 | 125 | 275 | 66 | 16.4953 | 0.3931 | 0 | 0 | 0 | [7 empty] | FALSE | 1 | 1 | TRUE
294 | IVER22-IVER11 (Transformer) |  | 356 | 573 | 279 | 275 | 132 | 8.0648 | 0.1366 | 0 | 0 | 0 | [7 empty] | FALSE | 1 | 1 | TRUE
295 | IVER22-IVER61 (Transformer) |  | 356 | 789 | 153 | 275 | 66 | 11.1999 | 0.2856 | 0 | 0 | 0 | [7 empty] | FALSE | 1 | 1 | TRUE
296 | IVER4A-IVER21 (Transformer) |  | 121 | 351 | 1135 | 400 | 275 | 5 | 0.0176 | 0 | 0 | 0 | [7 empty] | FALSE | 1 | 1 | TRUE
297 | IVER4B-IVER21 (Transformer) |  | 164 | 351 | 500 | 400 | 275 | 5 | 0.0326 | 0 | 0 | 0 | [7 empty] | FALSE | 1 | 1 | TRUE
298 | IVER4B-IVER2A (Transformer) |  | 164 | 415 | 841 | 400 | 275 | 5 | 0.0132 | 0 | 0 | 0 | [7 empty] | FALSE | 1 | 1 | TRUE
299 | JORD21-JORD31 (Transformer) |  | 443 | 811 | 110 | 275 | 33 | 20.7915 | 0.593 | 0 | 0 | 0 | [7 empty] | FALSE | 1 | 1 | TRUE
300 | JORD21-JORD31 (Transformer) |  | 443 | 811 | 110 | 275 | 33 | 20.7915 | 0.593 | 0 | 0 | 0 | [7 empty] | FALSE | 1 | 1 | TRUE
301 | KEAD41-KEAD11 (Transformer) |  | 123 | 655 | 256 | 400 | 132 | 8.0984 | 0.1621 | 0 | 0 | 0 | [7 empty] | FALSE | 1 | 1 | TRUE
302 | KEAD41-KEAD11 (Transformer) |  | 123 | 655 | 240 | 400 | 132 | 8.4532 | 0.1302 | 0 | 0 | 0 | [7 empty] | FALSE | 1 | 1 | TRUE
303 | KEAD42-KEAD11 (Transformer) |  | 176 | 655 | 278 | 400 | 132 | 8.3874 | 0.1118 | 0 | 0 | 0 | [7 empty] | FALSE | 1 | 1 | TRUE
304 | KEAD4C-KEAD41 (Transformer) |  | 301 | 123 | 2750 | 400 | 400 | 5 | 0.0002 | 0 | 0 | 0 | [7 empty] | FALSE | 1 | 1 | TRUE
305 | KEAD4D-KEAD41 (Transformer) |  | 36 | 123 | 2750 | 400 | 400 | 5 | 0.0002 | 0 | 0 | 0 | [7 empty] | FALSE | 1 | 1 | TRUE
306 | KEAR21-KEAR11 (Transformer) |  | 387 | 576 | 278 | 275 | 132 | 8.6449 | 0.1266 | 0 | 0 | 0 | [7 empty] | FALSE | 1 | 1 | TRUE
307 | KEAR21-KEAR11 (Transformer) |  | 387 | 576 | 278 | 275 | 132 | 8.6449 | 0.1266 | 0 | 0 | 0 | [7 empty] | FALSE | 1 | 1 | TRUE
308 | KEAR21-KEAR11 (Transformer) |  | 387 | 576 | 278 | 275 | 132 | 8.6449 | 0.1266 | 0 | 0 | 0 | [7 empty] | FALSE | 1 | 1 | TRUE
309 | KEAR21-KEAR11 (Transformer) |  | 387 | 576 | 257 | 275 | 132 | 8.1035 | 0.1041 | 0 | 0 | 0 | [7 empty] | FALSE | 1 | 1 | TRUE
310 | KEAR21-KEAR31 (Transformer) |  | 387 | 845 | 96 | 275 | 33 | 24.6692 | 0.4848 | 0 | 0 | 0 | [7 empty] | FALSE | 1 | 1 | TRUE
311 | KEAR21-KEAR31 (Transformer) |  | 387 | 845 | 96 | 275 | 33 | 24.6692 | 0.4848 | 0 | 0 | 0 | [7 empty] | FALSE | 1 | 1 | TRUE
312 | KEAR41-KEAR21 (Transformer) |  | 245 | 387 | 1098 | 400 | 275 | 5 | 0.0117 | 0 | 0 | 0 | [7 empty] | FALSE | 1 | 1 | TRUE
313 | KEAR41-KEAR21 (Transformer) |  | 245 | 387 | 1000 | 400 | 275 | 5 | 0.0175 | 0 | 0 | 0 | [7 empty] | FALSE | 1 | 1 | TRUE
314 | KEMS41-KEMS11 (Transformer) |  | 231 | 578 | 268 | 400 | 132 | 8.426 | 0.1658 | 0 | 0 | 0 | [7 empty] | FALSE | 1 | 1 | TRUE
315 | KEMS41-KEMS11 (Transformer) |  | 231 | 578 | 264 | 400 | 132 | 8.1036 | 0.1139 | 0 | 0 | 0 | [7 empty] | FALSE | 1 | 1 | TRUE
316 | KEMS41-KEMS4A (Transformer) |  | 231 | 122 | 2750 | 400 | 400 | 5 | 0.0071 | 0 | 0 | 0 | [7 empty] | FALSE | 1 | 1 | TRUE
317 | KEMS41-KEMS4B (Transformer) |  | 231 | 133 | 2750 | 400 | 400 | 5 | 0.0071 | 0 | 0 | 0 | [7 empty] | FALSE | 1 | 1 | TRUE
318 | KEMS41-SHEE11 (Transformer) |  | 231 | 631 | 236 | 400 | 132 | 8.0984 | 0.1621 | 0 | 0 | 0 | [7 empty] | FALSE | 1 | 1 | TRUE
319 | KIBY21-KIBY11 (Transformer) |  | 423 | 599 | 279 | 275 | 132 | 8.0467 | 0.1221 | 0 | 0 | 0 | [7 empty] | FALSE | 1 | 1 | TRUE
320 | KIBY21-KIBY11 (Transformer) |  | 423 | 599 | 279 | 275 | 132 | 8.0467 | 0.1221 | 0 | 0 | 0 | [7 empty] | FALSE | 1 | 1 | TRUE
321 | KIBY21-KIBY11 (Transformer) |  | 423 | 599 | 279 | 275 | 132 | 8.4361 | 0.1392 | 0 | 0 | 0 | [7 empty] | FALSE | 1 | 1 | TRUE
322 | KIBY21-KIBY11 (Transformer) |  | 423 | 599 | 261 | 275 | 132 | 8.6081 | 0.1594 | 0 | 0 | 0 | [7 empty] | FALSE | 1 | 1 | TRUE
323 | KIBY21-KIBY11 (Transformer) |  | 423 | 599 | 211 | 275 | 132 | 8.3396 | 0.1681 | 0 | 0 | 0 | [7 empty] | FALSE | 1 | 1 | TRUE
324 | KINO41-KINO11 (Transformer) |  | 240 | 673 | 278 | 400 | 132 | 7.8864 | 0.1301 | 0 | 0 | 0 | [7 empty] | FALSE | 1 | 1 | TRUE
325 | KINO41-KINO11 (Transformer) |  | 240 | 673 | 269 | 400 | 132 | 8.1226 | 0.1758 | 0 | 0 | 0 | [7 empty] | FALSE | 1 | 1 | TRUE
326 | KIRK21-KIRK11 (Transformer) |  | 371 | 639 | 279 | 275 | 132 | 8.0648 | 0.1366 | 0 | 0 | 0 | [7 empty] | FALSE | 1 | 1 | TRUE
327 | KIRK21-KIRK11 (Transformer) |  | 371 | 639 | 266 | 275 | 132 | 8.0988 | 0.1575 | 0 | 0 | 0 | [7 empty] | FALSE | 1 | 1 | TRUE
328 | KIRK21-KIRK11 (Transformer) |  | 371 | 639 | 264 | 275 | 132 | 8.673 | 0.1147 | 0 | 0 | 0 | [7 empty] | FALSE | 1 | 1 | TRUE
329 | KIRK21-KIRK2A (Transformer) |  | 371 | 348 | 760 | 275 | 275 | 5 | 0.002 | 0 | 0 | 0 | [7 empty] | FALSE | 1 | 1 | TRUE
330 | KITW21-KITW11 (Transformer) |  | 408 | 713 | 279 | 275 | 132 | 8.3316 | 0.1688 | 0 | 0 | 0 | [7 empty] | FALSE | 1 | 1 | TRUE
331 | KITW21-KITW11 (Transformer) |  | 408 | 713 | 279 | 275 | 132 | 8.3316 | 0.1688 | 0 | 0 | 0 | [7 empty] | FALSE | 1 | 1 | TRUE
332 | KITW21-KITW11 (Transformer) |  | 408 | 713 | 279 | 275 | 132 | 8.3316 | 0.1688 | 0 | 0 | 0 | [7 empty] | FALSE | 1 | 1 | TRUE
333 | KITW21-KITW11 (Transformer) |  | 408 | 713 | 279 | 275 | 132 | 8.3316 | 0.1688 | 0 | 0 | 0 | [7 empty] | FALSE | 1 | 1 | TRUE
334 | KNAR21-KNAR11 (Transformer) |  | 419 | 720 | 240 | 275 | 132 | 8.6238 | 0.1441 | 0 | 0 | 0 | [7 empty] | FALSE | 1 | 1 | TRUE
335 | KNAR21-KNAR11 (Transformer) |  | 419 | 720 | 240 | 275 | 132 | 8.6238 | 0.1441 | 0 | 0 | 0 | [7 empty] | FALSE | 1 | 1 | TRUE
336 | LACK21-GRTO61 (Transformer) |  | 519 | 797 | 133 | 275 | 66 | 16.5813 | 0.262 | 0 | 0 | 0 | [7 empty] | FALSE | 1 | 1 | TRUE
337 | LACK21-GRTO61 (Transformer) |  | 519 | 797 | 133 | 275 | 66 | 16.5813 | 0.262 | 0 | 0 | 0 | [7 empty] | FALSE | 1 | 1 | TRUE
338 | LACK21-LACK61 (Transformer) |  | 519 | 810 | 128 | 275 | 66 | 16.7215 | 0.3726 | 0 | 0 | 0 | [7 empty] | FALSE | 1 | 1 | TRUE
339 | LACK21-LACK61 (Transformer) |  | 519 | 810 | 126 | 275 | 66 | 16.5344 | 0.4736 | 0 | 0 | 0 | [7 empty] | FALSE | 1 | 1 | TRUE
340 | LACK21-LACK61 (Transformer) |  | 519 | 810 | 126 | 275 | 66 | 16.7215 | 0.3726 | 0 | 0 | 0 | [7 empty] | FALSE | 1 | 1 | TRUE
341 | LACK41-LACK21 (Transformer) |  | 101 | 519 | 1154 | 400 | 275 | 5 | 0.0174 | 0 | 0 | 0 | [7 empty] | FALSE | 1 | 1 | TRUE
342 | LACK41-LACK21 (Transformer) |  | 101 | 519 | 1100 | 400 | 275 | 5 | 0.0175 | 0 | 0 | 0 | [7 empty] | FALSE | 1 | 1 | TRUE
343 | LACK41-LACK2A (Transformer) |  | 101 | 523 | 1185 | 400 | 275 | 5 | 0.0152 | 0 | 0 | 0 | [7 empty] | FALSE | 1 | 1 | TRUE
344 | LACK41-LACK2B (Transformer) |  | 101 | 513 | 1210 | 400 | 275 | 5 | 0.0182 | 0 | 0 | 0 | [7 empty] | FALSE | 1 | 1 | TRUE
345 | LALE21-LALE11 (Transformer) |  | 439 | 643 | 278 | 275 | 132 | 8.6449 | 0.1266 | 0 | 0 | 0 | [7 empty] | FALSE | 1 | 1 | TRUE
346 | LALE21-LALE11 (Transformer) |  | 439 | 643 | 278 | 275 | 132 | 8.6449 | 0.1266 | 0 | 0 | 0 | [7 empty] | FALSE | 1 | 1 | TRUE
347 | LALE21-LALE11 (Transformer) |  | 439 | 643 | 201 | 275 | 132 | 8.0796 | 0.1954 | 0 | 0 | 0 | [7 empty] | FALSE | 1 | 1 | TRUE
348 | LALE21-LALE11 (Transformer) |  | 439 | 643 | 200 | 275 | 132 | 8.3446 | 0.196 | 0 | 0 | 0 | [7 empty] | FALSE | 1 | 1 | TRUE
349 | LAND41-LAND11 (Transformer) |  | 225 | 536 | 278 | 400 | 132 | 8.0197 | 0.1372 | 0 | 0 | 0 | [7 empty] | FALSE | 1 | 1 | TRUE
350 | LAND41-LAND11 (Transformer) |  | 225 | 536 | 278 | 400 | 132 | 7.4973 | 0.148 | 0 | 0 | 0 | [7 empty] | FALSE | 1 | 1 | TRUE
351 | LAND42-LAND11 (Transformer) |  | 0 | 536 | 263 | 400 | 132 | 7.9352 | 0.1057 | 0 | 0 | 0 | [7 empty] | FALSE | 1 | 1 | TRUE
352 | LEGA41-LEGA11 (Transformer) |  | 215 | 716 | 278 | 400 | 132 | 8.0197 | 0.1372 | 0 | 0 | 0 | [7 empty] | FALSE | 1 | 1 | TRUE
353 | LEGA41-LEGA11 (Transformer) |  | 215 | 716 | 278 | 400 | 132 | 8.0197 | 0.1372 | 0 | 0 | 0 | [7 empty] | FALSE | 1 | 1 | TRUE
354 | LEGA41-LEGA11 (Transformer) |  | 215 | 716 | 263 | 400 | 132 | 8.6648 | 0.1175 | 0 | 0 | 0 | [7 empty] | FALSE | 1 | 1 | TRUE
355 | LEGA41-LEGA11 (Transformer) |  | 215 | 716 | 240 | 400 | 132 | 7.8698 | 0.1303 | 0 | 0 | 0 | [7 empty] | FALSE | 1 | 1 | TRUE
356 | LEGA4A-LEGA41 (Transformer) |  | 138 | 215 | 2002 | 400 | 400 | 5 | 0.001 | 0 | 0 | 0 | [7 empty] | FALSE | 1 | 1 | TRUE
357 | LEGA4B-LEGA41 (Transformer) |  | 233 | 215 | 2002 | 400 | 400 | 5 | 0.001 | 0 | 0 | 0 | [7 empty] | FALSE | 1 | 1 | TRUE
358 | LEIS4A-LEIS11 (Transformer) |  | 30 | 615 | 272 | 400 | 132 | 7.8601 | 0.1057 | 0 | 0 | 0 | [7 empty] | FALSE | 1 | 1 | TRUE
359 | LISD21-LISD11 (Transformer) |  | 501 | 662 | 279 | 275 | 132 | 8.0467 | 0.1221 | 0 | 0 | 0 | [7 empty] | FALSE | 1 | 1 | TRUE
360 | LISD21-LISD11 (Transformer) |  | 501 | 662 | 266 | 275 | 132 | 8.6238 | 0.1441 | 0 | 0 | 0 | [7 empty] | FALSE | 1 | 1 | TRUE
361 | LISD21-LISD11 (Transformer) |  | 501 | 662 | 266 | 275 | 132 | 8.6238 | 0.1441 | 0 | 0 | 0 | [7 empty] | FALSE | 1 | 1 | TRUE
362 | LISD21-LISD11 (Transformer) |  | 501 | 662 | 262 | 275 | 132 | 8.6449 | 0.1266 | 0 | 0 | 0 | [7 empty] | FALSE | 1 | 1 | TRUE
363 | LITT41-LITT11 (Transformer) |  | 222 | 686 | 267 | 400 | 132 | 8.0088 | 0.0997 | 0 | 0 | 0 | [7 empty] | FALSE | 1 | 1 | TRUE
364 | LITT41-LITT11 (Transformer) |  | 222 | 686 | 253 | 400 | 132 | 8.0984 | 0.1621 | 0 | 0 | 0 | [7 empty] | FALSE | 1 | 1 | TRUE
365 | LITT41-LITT11 (Transformer) |  | 222 | 686 | 240 | 400 | 132 | 7.9231 | 0.103 | 0 | 0 | 0 | [7 empty] | FALSE | 1 | 1 | TRUE
366 | LITT41-LITT2A (Transformer) |  | 222 | 343 | 1028 | 400 | 275 | 5 | 0.014 | 0 | 0 | 0 | [7 empty] | FALSE | 1 | 1 | TRUE
367 | LITT41-LITT2B (Transformer) |  | 222 | 463 | 1028 | 400 | 275 | 5 | 0.014 | 0 | 0 | 0 | [7 empty] | FALSE | 1 | 1 | TRUE
368 | LOVE41-LOVE11 (Transformer) |  | 18 | 709 | 278 | 400 | 132 | 7.8698 | 0.1303 | 0 | 0 | 0 | [7 empty] | FALSE | 1 | 1 | TRUE
369 | LOVE41-LOVE11 (Transformer) |  | 18 | 709 | 240 | 400 | 132 | 7.831 | 0.1042 | 0 | 0 | 0 | [7 empty] | FALSE | 1 | 1 | TRUE
370 | LOVE41-LOVE12 (Transformer) |  | 18 | 771 | 274 | 400 | 132 | 8.1226 | 0.1758 | 0 | 0 | 0 | [7 empty] | FALSE | 1 | 1 | TRUE
371 | LOVE41-LOVE12 (Transformer) |  | 18 | 771 | 269 | 400 | 132 | 8.1296 | 0.1847 | 0 | 0 | 0 | [7 empty] | FALSE | 1 | 1 | TRUE
372 | MACC21-MACC31 (Transformer) |  | 437 | 828 | 113 | 275 | 33 | 24.5904 | 0.688 | 0 | 0 | 0 | [7 empty] | FALSE | 1 | 1 | TRUE
373 | MACC21-MACC31 (Transformer) |  | 437 | 828 | 113 | 275 | 33 | 24.5904 | 0.688 | 0 | 0 | 0 | [7 empty] | FALSE | 1 | 1 | TRUE
374 | MACC41-MACC21 (Transformer) |  | 62 | 437 | 884 | 400 | 275 | 5 | 0.018 | 0 | 0 | 0 | [7 empty] | FALSE | 1 | 1 | TRUE
375 | MAGA21-GRAN61 (Transformer) |  | 448 | 790 | 207 | 275 | 66 | 10.921 | 0.1642 | 0 | 0 | 0 | [7 empty] | FALSE | 1 | 1 | TRUE
376 | MAGA21-GRAN61 (Transformer) |  | 448 | 790 | 205 | 275 | 66 | 10.5541 | 0.1757 | 0 | 0 | 0 | [7 empty] | FALSE | 1 | 1 | TRUE
377 | MANN41-MANN11 (Transformer) |  | 131 | 648 | 279 | 400 | 132 | 7.9134 | 0.1759 | 0 | 0 | 0 | [7 empty] | FALSE | 1 | 1 | TRUE
378 | MANN41-MANN11 (Transformer) |  | 131 | 648 | 272 | 400 | 132 | 8.1226 | 0.1758 | 0 | 0 | 0 | [7 empty] | FALSE | 1 | 1 | TRUE
379 | MANN41-MANN11 (Transformer) |  | 131 | 648 | 272 | 400 | 132 | 8.1226 | 0.1758 | 0 | 0 | 0 | [7 empty] | FALSE | 1 | 1 | TRUE
380 | MANN41-MANN11 (Transformer) |  | 131 | 648 | 259 | 400 | 132 | 8.774 | 0.1326 | 0 | 0 | 0 | [7 empty] | FALSE | 1 | 1 | TRUE
381 | MANN41-MANN11 (Transformer) |  | 131 | 648 | 278 | 400 | 132 | 7.8698 | 0.1303 | 0 | 0 | 0 | [7 empty] | FALSE | 1 | 1 | TRUE
382 | MELK41-MELK11 (Transformer) |  | 278 | 594 | 278 | 400 | 132 | 8.3643 | 0.1184 | 0 | 0 | 0 | [7 empty] | FALSE | 1 | 1 | TRUE
383 | MELK41-MELK11 (Transformer) |  | 278 | 594 | 278 | 400 | 132 | 8.3643 | 0.1184 | 0 | 0 | 0 | [7 empty] | FALSE | 1 | 1 | TRUE
384 | MELK41-MELK11 (Transformer) |  | 278 | 594 | 278 | 400 | 132 | 8.3643 | 0.1184 | 0 | 0 | 0 | [7 empty] | FALSE | 1 | 1 | TRUE
385 | MELK41-MELK11 (Transformer) |  | 278 | 594 | 240 | 400 | 132 | 7.8535 | 0.1041 | 0 | 0 | 0 | [7 empty] | FALSE | 1 | 1 | TRUE
386 | MELK41-MELK2A (Transformer) |  | 278 | 338 | 750 | 400 | 275 | 5 | 0.017 | 0 | 0 | 0 | [7 empty] | FALSE | 1 | 1 | TRUE
387 | MELK41-MELK2B (Transformer) |  | 278 | 500 | 886 | 400 | 275 | 5 | 0 | 0 | 0 | 0 | [7 empty] | FALSE | 1 | 1 | TRUE
388 | MILH2A-MILH11 (Transformer) |  | 402 | 722 | 264 | 275 | 132 | 8.6449 | 0.1266 | 0 | 0 | 0 | [7 empty] | FALSE | 1 | 1 | TRUE
389 | MILH2A-MILH11 (Transformer) |  | 402 | 722 | 211 | 275 | 132 | 8.3648 | 0.179 | 0 | 0 | 0 | [7 empty] | FALSE | 1 | 1 | TRUE
390 | MILH2B-MILH12 (Transformer) |  | 346 | 758 | 199 | 275 | 132 | 8.3648 | 0.179 | 0 | 0 | 0 | [7 empty] | FALSE | 1 | 1 | TRUE
391 | MITY41-MITY11 (Transformer) |  | 12 | 665 | 263 | 400 | 132 | 8.1036 | 0.1139 | 0 | 0 | 0 | [7 empty] | FALSE | 1 | 1 | TRUE
392 | MITY41-MITY11 (Transformer) |  | 12 | 665 | 240 | 400 | 132 | 8.1963 | 0.122 | 0 | 0 | 0 | [7 empty] | FALSE | 1 | 1 | TRUE
393 | MITY41-MITY12 (Transformer) |  | 12 | 763 | 263 | 400 | 132 | 7.9352 | 0.1057 | 0 | 0 | 0 | [7 empty] | FALSE | 1 | 1 | TRUE
394 | MITY41-MITY12 (Transformer) |  | 12 | 763 | 240 | 400 | 132 | 7.9818 | 0.137 | 0 | 0 | 0 | [7 empty] | FALSE | 1 | 1 | TRUE
395 | MONF41-MONF21 (Transformer) |  | 105 | 502 | 1100 | 400 | 275 | 5 | 0.0181 | 0 | 0 | 0 | [7 empty] | FALSE | 1 | 1 | TRUE
396 | MONF41-MONF22 (Transformer) |  | 105 | 485 | 1100 | 400 | 275 | 5 | 0.0181 | 0 | 0 | 0 | [7 empty] | FALSE | 1 | 1 | TRUE
397 | MONF4A-MONF21 (Transformer) |  | 154 | 502 | 1138 | 400 | 275 | 5 | 0.0176 | 0 | 0 | 0 | [7 empty] | FALSE | 1 | 1 | TRUE
398 | NECH21-NECH11 (Transformer) |  | 481 | 610 | 270 | 275 | 132 | 8.6331 | 0.1411 | 0 | 0 | 0 | [7 empty] | FALSE | 1 | 1 | TRUE
399 | NECH21-NECH11 (Transformer) |  | 481 | 610 | 269 | 275 | 132 | 8.6331 | 0.1411 | 0 | 0 | 0 | [7 empty] | FALSE | 1 | 1 | TRUE
400 | NECH21-NECH12 (Transformer) |  | 481 | 609 | 272 | 275 | 132 | 8.6331 | 0.1411 | 0 | 0 | 0 | [7 empty] | FALSE | 1 | 1 | TRUE
401 | NECH21-NECH12 (Transformer) |  | 481 | 609 | 267 | 275 | 132 | 8.6331 | 0.1411 | 0 | 0 | 0 | [7 empty] | FALSE | 1 | 1 | TRUE
402 | NEEP21-NEEP31 (Transformer) |  | 420 | 830 | 120 | 275 | 33 | 24.0899 | 0.5083 | 0 | 0 | 0 | [7 empty] | FALSE | 1 | 1 | TRUE
403 | NEEP21-NEEP31 (Transformer) |  | 420 | 830 | 120 | 275 | 33 | 24.0899 | 0.5083 | 0 | 0 | 0 | [7 empty] | FALSE | 1 | 1 | TRUE
404 | NEEP4A-NEEP21 (Transformer) |  | 137 | 420 | 1100 | 400 | 275 | 5 | 0.021 | 0 | 0 | 0 | [7 empty] | FALSE | 1 | 1 | TRUE
405 | NEWX21-NEWX11 (Transformer) |  | 347 | 715 | 279 | 275 | 132 | 8.0531 | 0.1338 | 0 | 0 | 0 | [7 empty] | FALSE | 1 | 1 | TRUE
406 | NEWX21-NEWX11 (Transformer) |  | 347 | 715 | 279 | 275 | 132 | 8.0531 | 0.1338 | 0 | 0 | 0 | [7 empty] | FALSE | 1 | 1 | TRUE
407 | NEWX21-NEWX11 (Transformer) |  | 347 | 715 | 240 | 275 | 132 | 8.0451 | 0.1053 | 0 | 0 | 0 | [7 empty] | FALSE | 1 | 1 | TRUE
408 | NEWX21-NEWX61 (Transformer) |  | 347 | 799 | 180 | 275 | 66 | 10.8367 | 0.2188 | 0 | 0 | 0 | [7 empty] | FALSE | 1 | 1 | TRUE
409 | NEWX21-NEWX61 (Transformer) |  | 347 | 799 | 180 | 275 | 66 | 14.3298 | 0.3204 | 0 | 0 | 0 | [7 empty] | FALSE | 1 | 1 | TRUE
410 | NEWX21-NEWX62 (Transformer) |  | 347 | 807 | 209 | 275 | 66 | 12.4333 | 0.2972 | 0 | 0 | 0 | [7 empty] | FALSE | 1 | 1 | TRUE
411 | NEWX21-NEWX62 (Transformer) |  | 347 | 807 | 180 | 275 | 66 | 10.9484 | 0.1868 | 0 | 0 | 0 | [7 empty] | FALSE | 1 | 1 | TRUE
412 | NFLE41-NFLE11 (Transformer) |  | 40 | 652 | 268 | 400 | 132 | 8.0987 | 0.139 | 0 | 0 | 0 | [7 empty] | FALSE | 1 | 1 | TRUE
413 | NFLE41-NFLE11 (Transformer) |  | 40 | 652 | 261 | 400 | 132 | 8.0987 | 0.139 | 0 | 0 | 0 | [7 empty] | FALSE | 1 | 1 | TRUE
414 | NFLE41-NFLE12 (Transformer) |  | 40 | 590 | 269 | 400 | 132 | 8.0987 | 0.139 | 0 | 0 | 0 | [7 empty] | FALSE | 1 | 1 | TRUE
415 | NFLE41-NFLE12 (Transformer) |  | 40 | 590 | 260 | 400 | 132 | 8.0987 | 0.139 | 0 | 0 | 0 | [7 empty] | FALSE | 1 | 1 | TRUE
416 | NHYD2A-NHYD61 (Transformer) |  | 484 | 795 | 187 | 275 | 66 | 11.0235 | 0.3062 | 0 | 0 | 0 | [7 empty] | FALSE | 1 | 1 | TRUE
417 | NHYD2B-NHYD61 (Transformer) |  | 411 | 795 | 187 | 275 | 66 | 13.3312 | 0.2364 | 0 | 0 | 0 | [7 empty] | FALSE | 1 | 1 | TRUE
418 | NHYD2B-NHYD61 (Transformer) |  | 411 | 795 | 180 | 275 | 66 | 11.0235 | 0.3062 | 0 | 0 | 0 | [7 empty] | FALSE | 1 | 1 | TRUE
419 | NINF41-NINF11 (Transformer) |  | 277 | 685 | 278 | 400 | 132 | 7.8698 | 0.1303 | 0 | 0 | 0 | [7 empty] | FALSE | 1 | 1 | TRUE
420 | NINF41-NINF11 (Transformer) |  | 277 | 685 | 273 | 400 | 132 | 8.4025 | 0.1658 | 0 | 0 | 0 | [7 empty] | FALSE | 1 | 1 | TRUE
421 | NINF41-NINF12 (Transformer) |  | 277 | 551 | 273 | 400 | 132 | 8.4025 | 0.1658 | 0 | 0 | 0 | [7 empty] | FALSE | 1 | 1 | TRUE
422 | NINF41-NINF12 (Transformer) |  | 277 | 551 | 253 | 400 | 132 | 7.9378 | 0.1509 | 0 | 0 | 0 | [7 empty] | FALSE | 1 | 1 | TRUE
423 | NORL2A-NORL31 (Transformer) |  | 327 | 835 | 114 | 275 | 33 | 19.7925 | 0.545 | 0 | 0 | 0 | [7 empty] | FALSE | 1 | 1 | TRUE
424 | NORL2B-NORL31 (Transformer) |  | 330 | 835 | 114 | 275 | 33 | 19.7925 | 0.545 | 0 | 0 | 0 | [7 empty] | FALSE | 1 | 1 | TRUE
425 | NORM41-NORM11 (Transformer) |  | 29 | 759 | 277 | 400 | 132 | 8.4534 | 0.1264 | 0 | 0 | 0 | [7 empty] | FALSE | 1 | 1 | TRUE
426 | NORM41-NORM11 (Transformer) |  | 29 | 759 | 240 | 400 | 132 | 7.9515 | 0.1307 | 0 | 0 | 0 | [7 empty] | FALSE | 1 | 1 | TRUE
427 | NORM41-NORM12 (Transformer) |  | 29 | 580 | 278 | 400 | 132 | 8.3874 | 0.1118 | 0 | 0 | 0 | [7 empty] | FALSE | 1 | 1 | TRUE
428 | NORM41-NORM1A (Transformer) |  | 29 | 760 | 253 | 400 | 132 | 7.9378 | 0.1509 | 0 | 0 | 0 | [7 empty] | FALSE | 1 | 1 | TRUE
429 | NORM41-NORM1B (Transformer) |  | 29 | 646 | 267 | 400 | 132 | 7.9378 | 0.1509 | 0 | 0 | 0 | [7 empty] | FALSE | 1 | 1 | TRUE
430 | NORT21-NORT11 (Transformer) |  | 333 | 735 | 280 | 275 | 132 | 8.3565 | 0.1748 | 0 | 0 | 0 | [7 empty] | FALSE | 1 | 1 | TRUE
431 | NORT21-NORT11 (Transformer) |  | 333 | 735 | 262 | 275 | 132 | 8.6081 | 0.1594 | 0 | 0 | 0 | [7 empty] | FALSE | 1 | 1 | TRUE
432 | NORT21-NORT11 (Transformer) |  | 333 | 735 | 262 | 275 | 132 | 8.6081 | 0.1594 | 0 | 0 | 0 | [7 empty] | FALSE | 1 | 1 | TRUE
433 | NORT21-NORT11 (Transformer) |  | 333 | 735 | 240 | 275 | 132 | 8.3565 | 0.1748 | 0 | 0 | 0 | [7 empty] | FALSE | 1 | 1 | TRUE
434 | NORT41-NORT21 (Transformer) |  | 206 | 333 | 1136 | 400 | 275 | 5 | 0.0186 | 0 | 0 | 0 | [7 empty] | FALSE | 1 | 1 | TRUE
435 | NORT41-NORT21 (Transformer) |  | 206 | 333 | 1133 | 400 | 275 | 5 | 0.0117 | 0 | 0 | 0 | [7 empty] | FALSE | 1 | 1 | TRUE
436 | NURS41-NURS11 (Transformer) |  | 201 | 669 | 253 | 400 | 132 | 8.4008 | 0.1471 | 0 | 0 | 0 | [7 empty] | FALSE | 1 | 1 | TRUE
437 | NURS41-NURS11 (Transformer) |  | 201 | 669 | 252 | 400 | 132 | 8.4008 | 0.1471 | 0 | 0 | 0 | [7 empty] | FALSE | 1 | 1 | TRUE
438 | NURS4A-NURS11 (Transformer) |  | 130 | 669 | 262 | 400 | 132 | 7.9231 | 0.103 | 0 | 0 | 0 | [7 empty] | FALSE | 1 | 1 | TRUE
439 | OCKH21-OCKH11 (Transformer) |  | 487 | 628 | 279 | 275 | 132 | 8.0467 | 0.1221 | 0 | 0 | 0 | [7 empty] | FALSE | 1 | 1 | TRUE
440 | OCKH21-OCKH11 (Transformer) |  | 487 | 628 | 279 | 275 | 132 | 8.0467 | 0.1221 | 0 | 0 | 0 | [7 empty] | FALSE | 1 | 1 | TRUE
441 | OCKH21-OCKH11 (Transformer) |  | 487 | 628 | 202 | 275 | 132 | 8.3648 | 0.179 | 0 | 0 | 0 | [7 empty] | FALSE | 1 | 1 | TRUE
442 | OCKH21-OCKH2A (Transformer) |  | 487 | 473 | 760 | 275 | 275 | 5 | 0.0104 | 0 | 0 | 0 | [7 empty] | FALSE | 1 | 1 | TRUE
443 | OFFE21-OFFE31 (Transformer) |  | 370 | 836 | 100 | 275 | 33 | 18.2228 | 0.5135 | 0 | 0 | 0 | [7 empty] | FALSE | 1 | 1 | TRUE
444 | OFFE21-OFFE32 (Transformer) |  | 370 | 842 | 115 | 275 | 33 | 18.2228 | 0.5135 | 0 | 0 | 0 | [7 empty] | FALSE | 1 | 1 | TRUE
445 | OLDB21-OLDB11 (Transformer) |  | 421 | 614 | 261 | 275 | 132 | 8.6081 | 0.1594 | 0 | 0 | 0 | [7 empty] | FALSE | 1 | 1 | TRUE
446 | OLDB21-OLDB11 (Transformer) |  | 421 | 614 | 261 | 275 | 132 | 8.6081 | 0.1594 | 0 | 0 | 0 | [7 empty] | FALSE | 1 | 1 | TRUE
447 | OLDB4A-OLDB21 (Transformer) |  | 243 | 421 | 1115 | 400 | 275 | 5 | 0.0146 | 0 | 0 | 0 | [7 empty] | FALSE | 1 | 1 | TRUE
448 | OSBA41-OSBA11 (Transformer) |  | 248 | 725 | 269 | 400 | 132 | 7.9231 | 0.103 | 0 | 0 | 0 | [7 empty] | FALSE | 1 | 1 | TRUE
449 | OSBA41-OSBA11 (Transformer) |  | 248 | 725 | 269 | 400 | 132 | 7.9231 | 0.103 | 0 | 0 | 0 | [7 empty] | FALSE | 1 | 1 | TRUE
450 | OSBA42-OSBA11 (Transformer) |  | 9 | 725 | 278 | 400 | 132 | 8.0197 | 0.1372 | 0 | 0 | 0 | [7 empty] | FALSE | 1 | 1 | TRUE
451 | PADI41-PADI11 (Transformer) |  | 288 | 597 | 274 | 400 | 132 | 8.1976 | 0.1373 | 0 | 0 | 0 | [7 empty] | FALSE | 1 | 1 | TRUE
452 | PADI41-PADI11 (Transformer) |  | 288 | 597 | 240 | 400 | 132 | 7.8585 | 0.1051 | 0 | 0 | 0 | [7 empty] | FALSE | 1 | 1 | TRUE
453 | PELH41-PELH11 (Transformer) |  | 294 | 612 | 264 | 400 | 132 | 8.6648 | 0.1175 | 0 | 0 | 0 | [7 empty] | FALSE | 1 | 1 | TRUE
454 | PELH41-PELH12 (Transformer) |  | 294 | 596 | 264 | 400 | 132 | 8.6648 | 0.1175 | 0 | 0 | 0 | [7 empty] | FALSE | 1 | 1 | TRUE
455 | PEMB41-PEMB11 (Transformer) |  | 179 | 664 | 276 | 400 | 132 | 8.4025 | 0.1658 | 0 | 0 | 0 | [7 empty] | FALSE | 1 | 1 | TRUE
456 | PEMB41-PEMB11 (Transformer) |  | 179 | 664 | 275 | 400 | 132 | 8.4008 | 0.1471 | 0 | 0 | 0 | [7 empty] | FALSE | 1 | 1 | TRUE
457 | PENN21-PENN11 (Transformer) |  | 380 | 766 | 266 | 275 | 132 | 8.097 | 0.1623 | 0 | 0 | 0 | [7 empty] | FALSE | 1 | 1 | TRUE
458 | PENN21-PENN11 (Transformer) |  | 380 | 766 | 266 | 275 | 132 | 8.6238 | 0.1441 | 0 | 0 | 0 | [7 empty] | FALSE | 1 | 1 | TRUE
459 | PENN21-PENN11 (Transformer) |  | 380 | 766 | 266 | 275 | 132 | 8.097 | 0.1623 | 0 | 0 | 0 | [7 empty] | FALSE | 1 | 1 | TRUE
460 | PENN21-PENN11 (Transformer) |  | 380 | 766 | 266 | 275 | 132 | 8.097 | 0.1623 | 0 | 0 | 0 | [7 empty] | FALSE | 1 | 1 | TRUE
461 | PENN4A-PENN21 (Transformer) |  | 238 | 380 | 1138 | 400 | 275 | 5 | 0.0176 | 0 | 0 | 0 | [7 empty] | FALSE | 1 | 1 | TRUE
462 | PENN4B-PENN21 (Transformer) |  | 78 | 380 | 1063 | 400 | 275 | 5 | 0.0132 | 0 | 0 | 0 | [7 empty] | FALSE | 1 | 1 | TRUE
463 | PENT41-PENT11 (Transformer) |  | 28 | 592 | 257 | 400 | 132 | 8.4008 | 0.1471 | 0 | 0 | 0 | [7 empty] | FALSE | 1 | 1 | TRUE
464 | PENT41-PENT11 (Transformer) |  | 28 | 592 | 255 | 400 | 132 | 8.0984 | 0.1621 | 0 | 0 | 0 | [7 empty] | FALSE | 1 | 1 | TRUE
465 | PEWO2A-PENW11 (Transformer) |  | 339 | 697 | 261 | 275 | 132 | 8.6081 | 0.1594 | 0 | 0 | 0 | [7 empty] | FALSE | 1 | 1 | TRUE
466 | PEWO2B-PENW11 (Transformer) |  | 520 | 697 | 261 | 275 | 132 | 8.6081 | 0.1594 | 0 | 0 | 0 | [7 empty] | FALSE | 1 | 1 | TRUE
467 | PEWO41-PENE11 (Transformer) |  | 98 | 571 | 265 | 400 | 132 | 8.0197 | 0.1372 | 0 | 0 | 0 | [7 empty] | FALSE | 1 | 1 | TRUE
468 | PEWO41-PENE11 (Transformer) |  | 98 | 571 | 265 | 400 | 132 | 8.0197 | 0.1372 | 0 | 0 | 0 | [7 empty] | FALSE | 1 | 1 | TRUE
469 | PEWO41-PENE11 (Transformer) |  | 98 | 571 | 265 | 400 | 132 | 8.0197 | 0.1372 | 0 | 0 | 0 | [7 empty] | FALSE | 1 | 1 | TRUE
470 | PEWO41-PENW11 (Transformer) |  | 98 | 697 | 278 | 400 | 132 | 7.9055 | 0.1311 | 0 | 0 | 0 | [7 empty] | FALSE | 1 | 1 | TRUE
471 | PEWO41-PEWO2A (Transformer) |  | 98 | 339 | 1129 | 400 | 275 | 5 | 0.0189 | 0 | 0 | 0 | [7 empty] | FALSE | 1 | 1 | TRUE
472 | PEWO41-PEWO2A (Transformer) |  | 98 | 339 | 845 | 400 | 275 | 5 | 0.0178 | 0 | 0 | 0 | [7 empty] | FALSE | 1 | 1 | TRUE
473 | PEWO41-PEWO2B (Transformer) |  | 98 | 520 | 1139 | 400 | 275 | 5 | 0.0175 | 0 | 0 | 0 | [7 empty] | FALSE | 1 | 1 | TRUE
474 | PEWO41-PEWO2B (Transformer) |  | 98 | 520 | 876 | 400 | 275 | 5 | 0.021 | 0 | 0 | 0 | [7 empty] | FALSE | 1 | 1 | TRUE
475 | PEWO41-PEWO4A (Transformer) |  | 98 | 64 | 2750 | 400 | 400 | 5 | 0.0046 | 0 | 0 | 0 | [7 empty] | FALSE | 1 | 1 | TRUE
476 | PEWO41-PEWO4B (Transformer) |  | 98 | 107 | 2750 | 400 | 400 | 5 | 0.0071 | 0 | 0 | 0 | [7 empty] | FALSE | 1 | 1 | TRUE
477 | PITS21-PITS31 (Transformer) |  | 514 | 812 | 110 | 275 | 33 | 20.4439 | 0.4975 | 0 | 0 | 0 | [7 empty] | FALSE | 1 | 1 | TRUE
478 | PITS21-PITS31 (Transformer) |  | 514 | 812 | 110 | 275 | 33 | 20.4439 | 0.4975 | 0 | 0 | 0 | [7 empty] | FALSE | 1 | 1 | TRUE
479 | PITS21-PITS32 (Transformer) |  | 514 | 843 | 120 | 275 | 33 | 20.1311 | 0.2998 | 0 | 0 | 0 | [7 empty] | FALSE | 1 | 1 | TRUE
480 | PITS21-PITS32 (Transformer) |  | 514 | 843 | 120 | 275 | 33 | 20.1311 | 0.2998 | 0 | 0 | 0 | [7 empty] | FALSE | 1 | 1 | TRUE
481 | POPP21-POPP31 (Transformer) |  | 381 | 823 | 110 | 275 | 33 | 24.145 | 0.4905 | 0 | 0 | 0 | [7 empty] | FALSE | 1 | 1 | TRUE
482 | POPP21-POPP31 (Transformer) |  | 381 | 823 | 110 | 275 | 33 | 30.5821 | 0.2731 | 0 | 0 | 0 | [7 empty] | FALSE | 1 | 1 | TRUE
483 | PYLE21-PYLE11 (Transformer) |  | 401 | 756 | 279 | 275 | 132 | 8.0648 | 0.1366 | 0 | 0 | 0 | [7 empty] | FALSE | 1 | 1 | TRUE
484 | PYLE21-PYLE11 (Transformer) |  | 401 | 756 | 211 | 275 | 132 | 8.1596 | 0.2009 | 0 | 0 | 0 | [7 empty] | FALSE | 1 | 1 | TRUE
485 | RAIN21-RAIN11 (Transformer) |  | 431 | 710 | 211 | 275 | 132 | 8.5256 | 0.1927 | 0 | 0 | 0 | [7 empty] | FALSE | 1 | 1 | TRUE
486 | RAIN21-RAIN11 (Transformer) |  | 431 | 710 | 211 | 275 | 132 | 8.5256 | 0.1927 | 0 | 0 | 0 | [7 empty] | FALSE | 1 | 1 | TRUE
487 | RAIN21-RAIN12 (Transformer) |  | 431 | 531 | 211 | 275 | 132 | 8.5256 | 0.1927 | 0 | 0 | 0 | [7 empty] | FALSE | 1 | 1 | TRUE
488 | RAIN21-RAIN12 (Transformer) |  | 431 | 531 | 211 | 275 | 132 | 8.5256 | 0.1927 | 0 | 0 | 0 | [7 empty] | FALSE | 1 | 1 | TRUE
489 | RASS41-RASS11 (Transformer) |  | 204 | 602 | 273 | 400 | 132 | 8.0568 | 0.0996 | 0 | 0 | 0 | [7 empty] | FALSE | 1 | 1 | TRUE
490 | RASS41-RASS11 (Transformer) |  | 204 | 602 | 270 | 400 | 132 | 8.0568 | 0.0996 | 0 | 0 | 0 | [7 empty] | FALSE | 1 | 1 | TRUE
491 | RATS41-RATS11 (Transformer) |  | 39 | 696 | 240 | 400 | 132 | 7.841 | 0.1042 | 0 | 0 | 0 | [7 empty] | FALSE | 1 | 1 | TRUE
492 | RATS41-RATS11 (Transformer) |  | 39 | 696 | 240 | 400 | 132 | 8.2285 | 0.1047 | 0 | 0 | 0 | [7 empty] | FALSE | 1 | 1 | TRUE
493 | RATS41-RATS12 (Transformer) |  | 39 | 695 | 278 | 400 | 132 | 8.1976 | 0.1373 | 0 | 0 | 0 | [7 empty] | FALSE | 1 | 1 | TRUE
494 | RATS41-RATS12 (Transformer) |  | 39 | 695 | 277 | 400 | 132 | 8.0061 | 0.1278 | 0 | 0 | 0 | [7 empty] | FALSE | 1 | 1 | TRUE
495 | RATS41-RATS2A (Transformer) |  | 39 | 530 | 1125 | 400 | 275 | 5 | 0.0146 | 0 | 0 | 0 | [7 empty] | FALSE | 1 | 1 | TRUE
496 | RAYL41-RAYM11 (Transformer) |  | 88 | 595 | 278 | 400 | 132 | 7.8698 | 0.1303 | 0 | 0 | 0 | [7 empty] | FALSE | 1 | 1 | TRUE
497 | RAYL41-RAYM11 (Transformer) |  | 88 | 595 | 262 | 400 | 132 | 7.8656 | 0.1309 | 0 | 0 | 0 | [7 empty] | FALSE | 1 | 1 | TRUE
498 | RAYL41-RAYM11 (Transformer) |  | 88 | 595 | 240 | 400 | 132 | 7.8618 | 0.1045 | 0 | 0 | 0 | [7 empty] | FALSE | 1 | 1 | TRUE
499 | RAYL41-RAYM11 (Transformer) |  | 88 | 595 | 240 | 400 | 132 | 7.9134 | 0.1759 | 0 | 0 | 0 | [7 empty] | FALSE | 1 | 1 | TRUE
500 | REBR21-REBR32 (Transformer) |  | 467 | 829 | 111 | 275 | 33 | 28.1922 | 0.665 | 0 | 0 | 0 | [7 empty] | FALSE | 1 | 1 | TRUE
501 | REBR22-REBR31 (Transformer) |  | 384 | 816 | 132 | 275 | 33 | 30.6481 | 0.3375 | 0 | 0 | 0 | [7 empty] | FALSE | 1 | 1 | TRUE
502 | REBR22-REBR31 (Transformer) |  | 384 | 816 | 112 | 275 | 33 | 28.1922 | 0.665 | 0 | 0 | 0 | [7 empty] | FALSE | 1 | 1 | TRUE
503 | RICH41-RICH11 (Transformer) |  | 43 | 625 | 240 | 400 | 132 | 7.8741 | 0.1186 | 0 | 0 | 0 | [7 empty] | FALSE | 1 | 1 | TRUE
504 | RICH41-RICH11 (Transformer) |  | 43 | 625 | 240 | 400 | 132 | 7.9033 | 0.1181 | 0 | 0 | 0 | [7 empty] | FALSE | 1 | 1 | TRUE
505 | ROCH21-ROCH11 (Transformer) |  | 510 | 682 | 278 | 275 | 132 | 8.3927 | 0.1183 | 0 | 0 | 0 | [7 empty] | FALSE | 1 | 1 | TRUE
506 | ROCH21-ROCH11 (Transformer) |  | 510 | 682 | 240 | 275 | 132 | 8.3927 | 0.1183 | 0 | 0 | 0 | [7 empty] | FALSE | 1 | 1 | TRUE
507 | ROCH21-ROCH11 (Transformer) |  | 510 | 682 | 240 | 275 | 132 | 8.3927 | 0.1183 | 0 | 0 | 0 | [7 empty] | FALSE | 1 | 1 | TRUE
508 | ROCH21-ROCH12 (Transformer) |  | 510 | 581 | 240 | 275 | 132 | 8.3927 | 0.1183 | 0 | 0 | 0 | [7 empty] | FALSE | 1 | 1 | TRUE
509 | ROCH4A-ROCH21 (Transformer) |  | 77 | 510 | 1100 | 400 | 275 | 5 | 0.0098 | 0 | 0 | 0 | [7 empty] | FALSE | 1 | 1 | TRUE
510 | ROCK41-ROCK1A (Transformer) |  | 45 | 583 | 460 | 400 | 132 | 5 | 0.054 | 0 | 0 | 0 | [7 empty] | FALSE | 1 | 1 | TRUE
511 | RUGE41-RUGE11 (Transformer) |  | 85 | 621 | 267 | 400 | 132 | 8.1036 | 0.1139 | 0 | 0 | 0 | [7 empty] | FALSE | 1 | 1 | TRUE
512 | RUGE41-RUGE11 (Transformer) |  | 85 | 621 | 267 | 400 | 132 | 8.1036 | 0.1139 | 0 | 0 | 0 | [7 empty] | FALSE | 1 | 1 | TRUE
513 | RYEH41-RYEH13 (Transformer) |  | 93 | 742 | 253 | 400 | 132 | 8.0197 | 0.1372 | 0 | 0 | 0 | [7 empty] | FALSE | 1 | 1 | TRUE
514 | RYEH42-RYEH12 (Transformer) |  | 282 | 717 | 260 | 400 | 132 | 8.2414 | 0.1055 | 0 | 0 | 0 | [7 empty] | FALSE | 1 | 1 | TRUE
515 | RYEH43-RYEH11 (Transformer) |  | 264 | 616 | 260 | 400 | 132 | 8.774 | 0.1326 | 0 | 0 | 0 | [7 empty] | FALSE | 1 | 1 | TRUE
516 | SAEN21-SAEN11 (Transformer) |  | 464 | 564 | 211 | 275 | 132 | 8.6564 | 0.1531 | 0 | 0 | 0 | [7 empty] | FALSE | 1 | 1 | TRUE
517 | SAEN21-SAEN11 (Transformer) |  | 464 | 564 | 211 | 275 | 132 | 8.6564 | 0.1531 | 0 | 0 | 0 | [7 empty] | FALSE | 1 | 1 | TRUE
518 | SALH21-SALH11 (Transformer) |  | 418 | 785 | 240 | 275 | 132 | 8.4361 | 0.1392 | 0 | 0 | 0 | [7 empty] | FALSE | 1 | 1 | TRUE
519 | SALH21-SALH11 (Transformer) |  | 418 | 785 | 240 | 275 | 132 | 8.4361 | 0.1392 | 0 | 0 | 0 | [7 empty] | FALSE | 1 | 1 | TRUE
520 | SEAB41-SEAB11 (Transformer) |  | 140 | 769 | 256 | 400 | 132 | 7.8698 | 0.1303 | 0 | 0 | 0 | [7 empty] | FALSE | 1 | 1 | TRUE
521 | SEAB41-SEAB11 (Transformer) |  | 140 | 769 | 256 | 400 | 132 | 7.8698 | 0.1303 | 0 | 0 | 0 | [7 empty] | FALSE | 1 | 1 | TRUE
522 | SELL4A-SELL11 (Transformer) |  | 268 | 630 | 275 | 400 | 132 | 8.0568 | 0.0996 | 0 | 0 | 0 | [7 empty] | FALSE | 1 | 1 | TRUE
523 | SELL4A-SELL11 (Transformer) |  | 268 | 630 | 273 | 400 | 132 | 8.0568 | 0.0996 | 0 | 0 | 0 | [7 empty] | FALSE | 1 | 1 | TRUE
524 | SELL4A-SELL12 (Transformer) |  | 268 | 565 | 270 | 400 | 132 | 7.9231 | 0.103 | 0 | 0 | 0 | [7 empty] | FALSE | 1 | 1 | TRUE
525 | SELL4A-SELL13 (Transformer) |  | 268 | 754 | 256 | 400 | 132 | 8.0984 | 0.1621 | 0 | 0 | 0 | [7 empty] | FALSE | 1 | 1 | TRUE
526 | SHEC21-SHEC31 (Transformer) |  | 389 | 831 | 115 | 275 | 33 | 20.7915 | 0.593 | 0 | 0 | 0 | [7 empty] | FALSE | 1 | 1 | TRUE
527 | SHEC21-SHEC31 (Transformer) |  | 389 | 831 | 114 | 275 | 33 | 20.7915 | 0.593 | 0 | 0 | 0 | [7 empty] | FALSE | 1 | 1 | TRUE
528 | SHRE4B-SHRE11 (Transformer) |  | 128 | 688 | 240 | 400 | 132 | 7.9352 | 0.1057 | 0 | 0 | 0 | [7 empty] | FALSE | 1 | 1 | TRUE
529 | SIZE41-SIZE11 (Transformer) |  | 304 | 750 | 267 | 400 | 132 | 7.9231 | 0.103 | 0 | 0 | 0 | [7 empty] | FALSE | 1 | 1 | TRUE
530 | SIZE41-SIZE12 (Transformer) |  | 304 | 786 | 268 | 400 | 132 | 7.9231 | 0.103 | 0 | 0 | 0 | [7 empty] | FALSE | 1 | 1 | TRUE
531 | SIZE41-SIZE1A (Transformer) |  | 304 | 617 | 268 | 400 | 132 | 7.9231 | 0.103 | 0 | 0 | 0 | [7 empty] | FALSE | 1 | 1 | TRUE
532 | SIZE41-SIZE1B (Transformer) |  | 304 | 534 | 269 | 400 | 132 | 7.9231 | 0.103 | 0 | 0 | 0 | [7 empty] | FALSE | 1 | 1 | TRUE
533 | SJOW21-LODR61 (Transformer) |  | 432 | 803 | 198 | 275 | 66 | 11.0235 | 0.3062 | 0 | 0 | 0 | [7 empty] | FALSE | 1 | 1 | TRUE
534 | SJOW21-SJOW13 (Transformer) |  | 432 | 540 | 249 | 275 | 132 | 7.9774 | 0.167 | 0 | 0 | 0 | [7 empty] | FALSE | 1 | 1 | TRUE
535 | SJOW41-LODR61 (Transformer) |  | 190 | 803 | 273 | 400 | 66 | 12.1324 | 0.1529 | 0 | 0 | 0 | [7 empty] | FALSE | 1 | 1 | TRUE
536 | SJOW41-LODR61 (Transformer) |  | 190 | 803 | 240 | 400 | 66 | 12.3367 | 0.1403 | 0 | 0 | 0 | [7 empty] | FALSE | 1 | 1 | TRUE
537 | SJOW41-LODR62 (Transformer) |  | 190 | 808 | 240 | 400 | 66 | 7.9515 | 0.1307 | 0 | 0 | 0 | [7 empty] | FALSE | 1 | 1 | TRUE
538 | SJOW41-LODR62 (Transformer) |  | 190 | 808 | 240 | 400 | 66 | 13.3242 | 0.1455 | 0 | 0 | 0 | [7 empty] | FALSE | 1 | 1 | TRUE
539 | SJOW41-SJOW11 (Transformer) |  | 190 | 569 | 270 | 400 | 132 | 8.3873 | 0.1229 | 0 | 0 | 0 | [7 empty] | FALSE | 1 | 1 | TRUE
540 | SJOW41-SJOW11 (Transformer) |  | 190 | 569 | 240 | 400 | 132 | 8.3873 | 0.1229 | 0 | 0 | 0 | [7 empty] | FALSE | 1 | 1 | TRUE
541 | SJOW41-SJOW12 (Transformer) |  | 190 | 548 | 240 | 400 | 132 | 8.3873 | 0.1229 | 0 | 0 | 0 | [7 empty] | FALSE | 1 | 1 | TRUE
542 | SJOW41-SJOW12 (Transformer) |  | 190 | 548 | 240 | 400 | 132 | 8.3873 | 0.1229 | 0 | 0 | 0 | [7 empty] | FALSE | 1 | 1 | TRUE
543 | SJOW41-SJOW13 (Transformer) |  | 190 | 540 | 240 | 400 | 132 | 8.1881 | 0.1055 | 0 | 0 | 0 | [7 empty] | FALSE | 1 | 1 | TRUE
544 | SJOW41-SJOW21 (Transformer) |  | 190 | 432 | 804 | 400 | 275 | 5 | 0.0224 | 0 | 0 | 0 | [7 empty] | FALSE | 1 | 1 | TRUE
545 | SKLG21-SKLG11 (Transformer) |  | 509 | 555 | 278 | 275 | 132 | 8.6657 | 0.1264 | 0 | 0 | 0 | [7 empty] | FALSE | 1 | 1 | TRUE
546 | SKLG21-SKLG11 (Transformer) |  | 509 | 555 | 270 | 275 | 132 | 8.6657 | 0.1264 | 0 | 0 | 0 | [7 empty] | FALSE | 1 | 1 | TRUE
547 | SKLG21-SKLG11 (Transformer) |  | 509 | 555 | 264 | 275 | 132 | 8.673 | 0.1147 | 0 | 0 | 0 | [7 empty] | FALSE | 1 | 1 | TRUE
548 | SKLG21-SKLG11 (Transformer) |  | 509 | 555 | 264 | 275 | 132 | 8.673 | 0.1147 | 0 | 0 | 0 | [7 empty] | FALSE | 1 | 1 | TRUE
549 | SMAN21-SMAN11 (Transformer) |  | 395 | 741 | 279 | 275 | 132 | 8.2077 | 0.1052 | 0 | 0 | 0 | [7 empty] | FALSE | 1 | 1 | TRUE
550 | SMAN21-SMAN11 (Transformer) |  | 395 | 741 | 266 | 275 | 132 | 8.6238 | 0.1441 | 0 | 0 | 0 | [7 empty] | FALSE | 1 | 1 | TRUE
551 | SMAN21-SMAN12 (Transformer) |  | 395 | 778 | 279 | 275 | 132 | 8.0467 | 0.1221 | 0 | 0 | 0 | [7 empty] | FALSE | 1 | 1 | TRUE
552 | SMAN21-SMAN12 (Transformer) |  | 395 | 778 | 266 | 275 | 132 | 8.6238 | 0.1441 | 0 | 0 | 0 | [7 empty] | FALSE | 1 | 1 | TRUE
553 | SPEN41-SPEN11 (Transformer) |  | 310 | 649 | 278 | 400 | 132 | 7.8614 | 0.1293 | 0 | 0 | 0 | [7 empty] | FALSE | 1 | 1 | TRUE
554 | SPEN41-SPEN11 (Transformer) |  | 310 | 649 | 278 | 400 | 132 | 7.8823 | 0.1305 | 0 | 0 | 0 | [7 empty] | FALSE | 1 | 1 | TRUE
555 | SPEN42-SPEN11 (Transformer) |  | 182 | 649 | 278 | 400 | 132 | 7.8822 | 0.1315 | 0 | 0 | 0 | [7 empty] | FALSE | 1 | 1 | TRUE
556 | SSHI22-SSHI31 (Transformer) |  | 394 | 815 | 110 | 275 | 33 | 20.4439 | 0.4975 | 0 | 0 | 0 | [7 empty] | FALSE | 1 | 1 | TRUE
557 | SSHI22-SSHI31 (Transformer) |  | 394 | 815 | 110 | 275 | 33 | 20.4439 | 0.4975 | 0 | 0 | 0 | [7 empty] | FALSE | 1 | 1 | TRUE
558 | STAH4A-STAH11 (Transformer) |  | 95 | 747 | 240 | 400 | 132 | 8.1963 | 0.122 | 0 | 0 | 0 | [7 empty] | FALSE | 1 | 1 | TRUE
559 | STAH4B-STAH11 (Transformer) |  | 127 | 747 | 240 | 400 | 132 | 7.8493 | 0.1046 | 0 | 0 | 0 | [7 empty] | FALSE | 1 | 1 | TRUE
560 | STAL21-STAL11 (Transformer) |  | 354 | 550 | 280 | 275 | 132 | 8.097 | 0.2188 | 0 | 0 | 0 | [7 empty] | FALSE | 1 | 1 | TRUE
561 | STAL21-STAL11 (Transformer) |  | 354 | 550 | 279 | 275 | 132 | 8.0467 | 0.1221 | 0 | 0 | 0 | [7 empty] | FALSE | 1 | 1 | TRUE
562 | STAL21-STAL11 (Transformer) |  | 354 | 550 | 198 | 275 | 132 | 8.3396 | 0.1681 | 0 | 0 | 0 | [7 empty] | FALSE | 1 | 1 | TRUE
563 | STAL21-STAL11 (Transformer) |  | 354 | 550 | 189 | 275 | 132 | 8.0796 | 0.1954 | 0 | 0 | 0 | [7 empty] | FALSE | 1 | 1 | TRUE
564 | STAL4A-STAL21 (Transformer) |  | 73 | 354 | 1117 | 400 | 275 | 5 | 0.0146 | 0 | 0 | 0 | [7 empty] | FALSE | 1 | 1 | TRUE
565 | STAY41-STAY4A (Transformer) |  | 51 | 72 | 2750 | 400 | 400 | 5 | 0.0002 | 0 | 0 | 0 | [7 empty] | FALSE | 1 | 1 | TRUE
566 | STAY41-STYC11 (Transformer) |  | 51 | 654 | 266 | 400 | 132 | 7.9231 | 0.103 | 0 | 0 | 0 | [7 empty] | FALSE | 1 | 1 | TRUE
567 | STAY41-STYC12 (Transformer) |  | 51 | 638 | 271 | 400 | 132 | 7.8493 | 0.1046 | 0 | 0 | 0 | [7 empty] | FALSE | 1 | 1 | TRUE
568 | STEW21-STEN11 (Transformer) |  | 422 | 732 | 179 | 275 | 132 | 11.9012 | 0.3392 | 0 | 0 | 0 | [7 empty] | FALSE | 1 | 1 | TRUE
569 | STEW21-STEN11 (Transformer) |  | 422 | 732 | 138 | 275 | 132 | 11.6619 | 0.3328 | 0 | 0 | 0 | [7 empty] | FALSE | 1 | 1 | TRUE
570 | STEW21-STEN11 (Transformer) |  | 422 | 732 | 137 | 275 | 132 | 11.6619 | 0.3328 | 0 | 0 | 0 | [7 empty] | FALSE | 1 | 1 | TRUE
571 | STEW21-STES11 (Transformer) |  | 422 | 770 | 274 | 275 | 132 | 8.0648 | 0.1366 | 0 | 0 | 0 | [7 empty] | FALSE | 1 | 1 | TRUE
572 | STEW21-STES11 (Transformer) |  | 422 | 770 | 137 | 275 | 132 | 11.6619 | 0.3328 | 0 | 0 | 0 | [7 empty] | FALSE | 1 | 1 | TRUE
573 | STEW21-STES11 (Transformer) |  | 422 | 770 | 137 | 275 | 132 | 11.6619 | 0.3328 | 0 | 0 | 0 | [7 empty] | FALSE | 1 | 1 | TRUE
574 | STEW41-STEW21 (Transformer) |  | 8 | 422 | 1172 | 400 | 275 | 5 | 0.0211 | 0 | 0 | 0 | [7 empty] | FALSE | 1 | 1 | TRUE
575 | STEW41-STEW21 (Transformer) |  | 8 | 422 | 1165 | 400 | 275 | 5 | 0.0107 | 0 | 0 | 0 | [7 empty] | FALSE | 1 | 1 | TRUE
576 | STOB41-STOB11 (Transformer) |  | 22 | 544 | 240 | 400 | 132 | 7.9515 | 0.1307 | 0 | 0 | 0 | [7 empty] | FALSE | 1 | 1 | TRUE
577 | STOB41-STOB11 (Transformer) |  | 22 | 544 | 240 | 400 | 132 | 7.9515 | 0.1307 | 0 | 0 | 0 | [7 empty] | FALSE | 1 | 1 | TRUE
578 | STSB4B-STSB4A (Transformer) |  | 37 | 74 | 1999 | 400 | 400 | 5 | 0.0003 | 0 | 0 | 0 | [7 empty] | FALSE | 1 | 1 | TRUE
579 | SUND41-SUND11 (Transformer) |  | 305 | 727 | 278 | 400 | 132 | 7.8698 | 0.1303 | 0 | 0 | 0 | [7 empty] | FALSE | 1 | 1 | TRUE
580 | SUND41-SUND11 (Transformer) |  | 305 | 727 | 252 | 400 | 132 | 8.2453 | 0.1675 | 0 | 0 | 0 | [7 empty] | FALSE | 1 | 1 | TRUE
581 | SUND41-SUND31 (Transformer) |  | 305 | 814 | 150 | 400 | 33 | 15.019 | 0.2262 | 0 | 0 | 0 | [7 empty] | FALSE | 1 | 1 | TRUE
582 | SUND42-SUND11 (Transformer) |  | 56 | 727 | 254 | 400 | 132 | 8.2453 | 0.1675 | 0 | 0 | 0 | [7 empty] | FALSE | 1 | 1 | TRUE
583 | SUND42-SUND11 (Transformer) |  | 56 | 727 | 250 | 400 | 132 | 8.2453 | 0.1675 | 0 | 0 | 0 | [7 empty] | FALSE | 1 | 1 | TRUE
584 | SWAN22-SWAN11 (Transformer) |  | 505 | 684 | 211 | 275 | 132 | 8.0383 | 0.1646 | 0 | 0 | 0 | [7 empty] | FALSE | 1 | 1 | TRUE
585 | SWAN22-SWAN11 (Transformer) |  | 505 | 684 | 211 | 275 | 132 | 8.2361 | 0.1923 | 0 | 0 | 0 | [7 empty] | FALSE | 1 | 1 | TRUE
586 | SWAN41-SWAN11 (Transformer) |  | 221 | 684 | 256 | 400 | 132 | 7.8698 | 0.1303 | 0 | 0 | 0 | [7 empty] | FALSE | 1 | 1 | TRUE
587 | SWAN41-SWAN12 (Transformer) |  | 221 | 588 | 240 | 400 | 132 | 7.8698 | 0.1303 | 0 | 0 | 0 | [7 empty] | FALSE | 1 | 1 | TRUE
588 | SWAN41-SWAN21 (Transformer) |  | 221 | 465 | 1210 | 400 | 275 | 5 | 0.0182 | 0 | 0 | 0 | [7 empty] | FALSE | 1 | 1 | TRUE
589 | SWAN4A-SWAN22 (Transformer) |  | 80 | 505 | 851 | 400 | 275 | 5 | 0.0178 | 0 | 0 | 0 | [7 empty] | FALSE | 1 | 1 | TRUE
590 | SWAN4B-SWAN12 (Transformer) |  | 279 | 588 | 240 | 400 | 132 | 7.9515 | 0.1307 | 0 | 0 | 0 | [7 empty] | FALSE | 1 | 1 | TRUE
591 | TAUN41-TAUN11 (Transformer) |  | 89 | 718 | 240 | 400 | 132 | 8.1792 | 0.1049 | 0 | 0 | 0 | [7 empty] | FALSE | 1 | 1 | TRUE
592 | TAUN42-TAUN11 (Transformer) |  | 214 | 718 | 279 | 400 | 132 | 8.045 | 0.1459 | 0 | 0 | 0 | [7 empty] | FALSE | 1 | 1 | TRUE
593 | TEMP21-TEMP31 (Transformer) |  | 328 | 824 | 76 | 275 | 33 | 26.5771 | 0.7076 | 0 | 0 | 0 | [7 empty] | FALSE | 1 | 1 | TRUE
594 | TEMP22-TEMP31 (Transformer) |  | 521 | 824 | 76 | 275 | 33 | 26.5771 | 0.7076 | 0 | 0 | 0 | [7 empty] | FALSE | 1 | 1 | TRUE
595 | THOM21-THOM61 (Transformer) |  | 483 | 788 | 122 | 275 | 66 | 16.203 | 0.3985 | 0 | 0 | 0 | [7 empty] | FALSE | 1 | 1 | TRUE
596 | THOM41-THOM21 (Transformer) |  | 242 | 483 | 879 | 400 | 275 | 5 | 0.0189 | 0 | 0 | 0 | [7 empty] | FALSE | 1 | 1 | TRUE
597 | THOM41-THOM21 (Transformer) |  | 242 | 483 | 879 | 400 | 275 | 5 | 0.0185 | 0 | 0 | 0 | [7 empty] | FALSE | 1 | 1 | TRUE
598 | THOM42-THOM2A (Transformer) |  | 257 | 444 | 1100 | 400 | 275 | 5 | 0.0152 | 0 | 0 | 0 | [7 empty] | FALSE | 1 | 1 | TRUE
599 | THOM42-THOM61 (Transformer) |  | 257 | 788 | 180 | 400 | 66 | 13.1765 | 0.1844 | 0 | 0 | 0 | [7 empty] | FALSE | 1 | 1 | TRUE
600 | THUR21-THUR61 (Transformer) |  | 425 | 793 | 209 | 275 | 66 | 10.3241 | 0.2288 | 0 | 0 | 0 | [7 empty] | FALSE | 1 | 1 | TRUE
601 | THUR21-THUR61 (Transformer) |  | 425 | 793 | 209 | 275 | 66 | 10.3241 | 0.2288 | 0 | 0 | 0 | [7 empty] | FALSE | 1 | 1 | TRUE
602 | THUR21-THUR61 (Transformer) |  | 425 | 793 | 180 | 275 | 66 | 10.8431 | 0.1699 | 0 | 0 | 0 | [7 empty] | FALSE | 1 | 1 | TRUE
603 | TILB21-TILB11 (Transformer) |  | 377 | 542 | 240 | 275 | 132 | 8.1994 | 0.1004 | 0 | 0 | 0 | [7 empty] | FALSE | 1 | 1 | TRUE
604 | TILB21-TILB12 (Transformer) |  | 377 | 545 | 240 | 275 | 132 | 8.0952 | 0.1 | 0 | 0 | 0 | [7 empty] | FALSE | 1 | 1 | TRUE
605 | TILB41-TILB13 (Transformer) |  | 311 | 712 | 240 | 400 | 132 | 7.9515 | 0.1307 | 0 | 0 | 0 | [7 empty] | FALSE | 1 | 1 | TRUE
606 | TILB41-TILB14 (Transformer) |  | 311 | 584 | 278 | 400 | 132 | 7.8698 | 0.1303 | 0 | 0 | 0 | [7 empty] | FALSE | 1 | 1 | TRUE
607 | TILB4A-TILB21 (Transformer) |  | 262 | 377 | 1153 | 400 | 275 | 5 | 0.0376 | 0 | 0 | 0 | [7 empty] | FALSE | 1 | 1 | TRUE
608 | TILB4B-TILB21 (Transformer) |  | 41 | 377 | 1102 | 400 | 275 | 5 | 0.0117 | 0 | 0 | 0 | [7 empty] | FALSE | 1 | 1 | TRUE
609 | TINP21-TINP31 (Transformer) |  | 434 | 826 | 111 | 275 | 33 | 20.0944 | 0.4758 | 0 | 0 | 0 | [7 empty] | FALSE | 1 | 1 | TRUE
610 | TINP21-TINP32 (Transformer) |  | 434 | 834 | 135 | 275 | 33 | 24.0899 | 0.5083 | 0 | 0 | 0 | [7 empty] | FALSE | 1 | 1 | TRUE
611 | TINP22-TINP31 (Transformer) |  | 367 | 826 | 111 | 275 | 33 | 20.0944 | 0.4758 | 0 | 0 | 0 | [7 empty] | FALSE | 1 | 1 | TRUE
612 | TINP22-TINP32 (Transformer) |  | 367 | 834 | 172 | 275 | 33 | 24.0899 | 0.5083 | 0 | 0 | 0 | [7 empty] | FALSE | 1 | 1 | TRUE
613 | TODP21-TODP61 (Transformer) |  | 398 | 796 | 139 | 275 | 66 | 16.4953 | 0.3931 | 0 | 0 | 0 | [7 empty] | FALSE | 1 | 1 | TRUE
614 | TODP21-TODP61 (Transformer) |  | 398 | 796 | 101 | 275 | 66 | 16.6187 | 0.459 | 0 | 0 | 0 | [7 empty] | FALSE | 1 | 1 | TRUE
615 | TOTT21-TOTT11 (Transformer) |  | 480 | 704 | 265 | 275 | 132 | 8.6449 | 0.1266 | 0 | 0 | 0 | [7 empty] | FALSE | 1 | 1 | TRUE
616 | TOTT22-TOTT11 (Transformer) |  | 366 | 704 | 265 | 275 | 132 | 8.6449 | 0.1266 | 0 | 0 | 0 | [7 empty] | FALSE | 1 | 1 | TRUE
617 | TOTT23-TOTT12 (Transformer) |  | 456 | 575 | 265 | 275 | 132 | 8.3316 | 0.1688 | 0 | 0 | 0 | [7 empty] | FALSE | 1 | 1 | TRUE
618 | TOTT24-TOTT12 (Transformer) |  | 447 | 575 | 198 | 275 | 132 | 8.3648 | 0.179 | 0 | 0 | 0 | [7 empty] | FALSE | 1 | 1 | TRUE
619 | TRAW21-TRAW11 (Transformer) |  | 362 | 644 | 150 | 275 | 132 | 8.437 | 0.0937 | 0 | 0 | 0 | [7 empty] | FALSE | 1 | 1 | TRUE
620 | TRAW41-TRAW21 (Transformer) |  | 296 | 362 | 966 | 400 | 275 | 5 | 0.0132 | 0 | 0 | 0 | [7 empty] | FALSE | 1 | 1 | TRUE
621 | TRAW41-TRAW21 (Transformer) |  | 296 | 362 | 888 | 400 | 275 | 5 | 0.021 | 0 | 0 | 0 | [7 empty] | FALSE | 1 | 1 | TRUE
622 | TREM21-TREM31 (Transformer) |  | 406 | 817 | 116 | 275 | 33 | 17.894 | 0.4636 | 0 | 0 | 0 | [7 empty] | FALSE | 1 | 1 | TRUE
623 | TREM21-TREM31 (Transformer) |  | 406 | 817 | 115 | 275 | 33 | 20.7915 | 0.593 | 0 | 0 | 0 | [7 empty] | FALSE | 1 | 1 | TRUE
624 | TYNE21-TYNE11 (Transformer) |  | 515 | 606 | 279 | 275 | 132 | 8.0467 | 0.1221 | 0 | 0 | 0 | [7 empty] | FALSE | 1 | 1 | TRUE
625 | TYNE21-TYNE11 (Transformer) |  | 515 | 606 | 267 | 275 | 132 | 8.6331 | 0.1411 | 0 | 0 | 0 | [7 empty] | FALSE | 1 | 1 | TRUE
626 | TYNE21-TYNE51 (Transformer) |  | 515 | 848 | 44 | 275 | 11 | 35 | 1.2306 | 0 | 0 | 0 | [7 empty] | FALSE | 1 | 1 | TRUE
627 | TYNE2A-TYNE51 (Transformer) |  | 518 | 848 | 44 | 275 | 11 | 35 | 1.2306 | 0 | 0 | 0 | [7 empty] | FALSE | 1 | 1 | TRUE
628 | UPPB21-UPPB31 (Transformer) |  | 383 | 839 | 105 | 275 | 33 | 17.9527 | 0.5107 | 0 | 0 | 0 | [7 empty] | FALSE | 1 | 1 | TRUE
629 | UPPB21-UPPB31 (Transformer) |  | 383 | 839 | 105 | 275 | 33 | 17.894 | 0.4636 | 0 | 0 | 0 | [7 empty] | FALSE | 1 | 1 | TRUE
630 | UPPB22-UPPB11 (Transformer) |  | 416 | 647 | 262 | 275 | 132 | 8.4411 | 0.0979 | 0 | 0 | 0 | [7 empty] | FALSE | 1 | 1 | TRUE
631 | UPPB22-UPPB11 (Transformer) |  | 416 | 647 | 222 | 275 | 132 | 8.457 | 0.097 | 0 | 0 | 0 | [7 empty] | FALSE | 1 | 1 | TRUE
632 | USKM21-ALST31 (Transformer) |  | 453 | 827 | 116 | 275 | 33 | 18.2228 | 0.5135 | 0 | 0 | 0 | [7 empty] | FALSE | 1 | 1 | TRUE
633 | USKM21-ALST32 (Transformer) |  | 453 | 813 | 116 | 275 | 33 | 17.9527 | 0.5107 | 0 | 0 | 0 | [7 empty] | FALSE | 1 | 1 | TRUE
634 | USKM21-USKM11 (Transformer) |  | 453 | 607 | 312 | 275 | 132 | 8.0467 | 0.1221 | 0 | 0 | 0 | [7 empty] | FALSE | 1 | 1 | TRUE
635 | USKM21-USKM11 (Transformer) |  | 453 | 607 | 263 | 275 | 132 | 8.0467 | 0.1221 | 0 | 0 | 0 | [7 empty] | FALSE | 1 | 1 | TRUE
636 | USKM21-USKM12 (Transformer) |  | 453 | 683 | 263 | 275 | 132 | 8.0467 | 0.1221 | 0 | 0 | 0 | [7 empty] | FALSE | 1 | 1 | TRUE
637 | WALH41-PORH11 (Transformer) |  | 92 | 693 | 266 | 400 | 132 | 7.9231 | 0.103 | 0 | 0 | 0 | [7 empty] | FALSE | 1 | 1 | TRUE
638 | WALH41-PORH11 (Transformer) |  | 92 | 693 | 253 | 400 | 132 | 8.4008 | 0.1471 | 0 | 0 | 0 | [7 empty] | FALSE | 1 | 1 | TRUE
639 | WALH41-PORH11 (Transformer) |  | 92 | 693 | 240 | 400 | 132 | 7.8597 | 0.1036 | 0 | 0 | 0 | [7 empty] | FALSE | 1 | 1 | TRUE
640 | WALH41-PORH11 (Transformer) |  | 92 | 693 | 240 | 400 | 132 | 8.0197 | 0.1372 | 0 | 0 | 0 | [7 empty] | FALSE | 1 | 1 | TRUE
641 | WALP41-WALP11 (Transformer) |  | 50 | 572 | 274 | 400 | 132 | 7.891 | 0.1042 | 0 | 0 | 0 | [7 empty] | FALSE | 1 | 1 | TRUE
642 | WALP41-WALP11 (Transformer) |  | 50 | 572 | 278 | 400 | 132 | 7.9364 | 0.1304 | 0 | 0 | 0 | [7 empty] | FALSE | 1 | 1 | TRUE
643 | WALP41-WALP11 (Transformer) |  | 50 | 572 | 275 | 400 | 132 | 8.2849 | 0.1509 | 0 | 0 | 0 | [7 empty] | FALSE | 1 | 1 | TRUE
644 | WALP41-WALP11 (Transformer) |  | 50 | 572 | 275 | 400 | 132 | 8.0984 | 0.1621 | 0 | 0 | 0 | [7 empty] | FALSE | 1 | 1 | TRUE
645 | WALP41-WALP11 (Transformer) |  | 50 | 572 | 274 | 400 | 132 | 7.9134 | 0.1759 | 0 | 0 | 0 | [7 empty] | FALSE | 1 | 1 | TRUE
646 | WARL21-WARL11 (Transformer) |  | 407 | 640 | 278 | 275 | 132 | 8.6449 | 0.1266 | 0 | 0 | 0 | [7 empty] | FALSE | 1 | 1 | TRUE
647 | WARL21-WARL11 (Transformer) |  | 407 | 640 | 278 | 275 | 132 | 8.6449 | 0.1266 | 0 | 0 | 0 | [7 empty] | FALSE | 1 | 1 | TRUE
648 | WARL21-WARL11 (Transformer) |  | 407 | 640 | 264 | 275 | 132 | 8.6449 | 0.1266 | 0 | 0 | 0 | [7 empty] | FALSE | 1 | 1 | TRUE
649 | WASF2A-WASF1A (Transformer) |  | 470 | 783 | 207 | 275 | 132 | 7.9698 | 0.197 | 0 | 0 | 0 | [7 empty] | FALSE | 1 | 1 | TRUE
650 | WASF2B-WASF1B (Transformer) |  | 477 | 668 | 207 | 275 | 132 | 7.9698 | 0.197 | 0 | 0 | 0 | [7 empty] | FALSE | 1 | 1 | TRUE
651 | WATS21-WATS11 (Transformer) |  | 475 | 561 | 279 | 275 | 132 | 8.1742 | 0.1382 | 0 | 0 | 0 | [7 empty] | FALSE | 1 | 1 | TRUE
652 | WATS21-WATS12 (Transformer) |  | 475 | 579 | 127 | 275 | 132 | 11.136 | 0.3567 | 0 | 0 | 0 | [7 empty] | FALSE | 1 | 1 | TRUE
653 | WATS21-WATS12 (Transformer) |  | 475 | 579 | 126 | 275 | 132 | 11.136 | 0.3567 | 0 | 0 | 0 | [7 empty] | FALSE | 1 | 1 | TRUE
654 | WATS22-WATS11 (Transformer) |  | 403 | 561 | 266 | 275 | 132 | 8.4361 | 0.1392 | 0 | 0 | 0 | [7 empty] | FALSE | 1 | 1 | TRUE
655 | WATS22-WATS11 (Transformer) |  | 403 | 561 | 189 | 275 | 132 | 8.081 | 0.1923 | 0 | 0 | 0 | [7 empty] | FALSE | 1 | 1 | TRUE
656 | WBOL21-WBOL61 (Transformer) |  | 357 | 802 | 180 | 275 | 66 | 10.9763 | 0.1809 | 0 | 0 | 0 | [7 empty] | FALSE | 1 | 1 | TRUE
657 | WBOL21-WBOL61 (Transformer) |  | 357 | 802 | 134 | 275 | 66 | 16.5344 | 0.4736 | 0 | 0 | 0 | [7 empty] | FALSE | 1 | 1 | TRUE
658 | WBOL21-WBOL61 (Transformer) |  | 357 | 802 | 127 | 275 | 66 | 16.7215 | 0.3726 | 0 | 0 | 0 | [7 empty] | FALSE | 1 | 1 | TRUE
659 | WBOL21-WBOL61 (Transformer) |  | 357 | 802 | 127 | 275 | 66 | 16.7215 | 0.3726 | 0 | 0 | 0 | [7 empty] | FALSE | 1 | 1 | TRUE
660 | WBUR42-WBUR11 (Transformer) |  | 116 | 723 | 263 | 400 | 132 | 8.6648 | 0.1175 | 0 | 0 | 0 | [7 empty] | FALSE | 1 | 1 | TRUE
661 | WBUR42-WBUR12 (Transformer) |  | 116 | 702 | 265 | 400 | 132 | 8.6648 | 0.1175 | 0 | 0 | 0 | [7 empty] | FALSE | 1 | 1 | TRUE
662 | WHAM41-WHAM11 (Transformer) |  | 203 | 687 | 263 | 400 | 132 | 7.9231 | 0.103 | 0 | 0 | 0 | [7 empty] | FALSE | 1 | 1 | TRUE
663 | WHAM41-WHAM12 (Transformer) |  | 203 | 698 | 271 | 400 | 132 | 7.9231 | 0.103 | 0 | 0 | 0 | [7 empty] | FALSE | 1 | 1 | TRUE
664 | WHAM41-WHAM12 (Transformer) |  | 203 | 698 | 263 | 400 | 132 | 7.9352 | 0.1057 | 0 | 0 | 0 | [7 empty] | FALSE | 1 | 1 | TRUE
665 | WHAM41-WHAM4A (Transformer) |  | 203 | 226 | 2000 | 400 | 400 | 5 | 0.001 | 0 | 0 | 0 | [7 empty] | FALSE | 1 | 1 | TRUE
666 | WHAM41-WHAM4B (Transformer) |  | 203 | 159 | 2000 | 400 | 400 | 5 | 0.001 | 0 | 0 | 0 | [7 empty] | FALSE | 1 | 1 | TRUE
667 | WHGA21-WHGA11 (Transformer) |  | 478 | 707 | 279 | 275 | 132 | 8.097 | 0.1623 | 0 | 0 | 0 | [7 empty] | FALSE | 1 | 1 | TRUE
668 | WHGA21-WHGA11 (Transformer) |  | 478 | 707 | 279 | 275 | 132 | 8.097 | 0.1623 | 0 | 0 | 0 | [7 empty] | FALSE | 1 | 1 | TRUE
669 | WHGA21-WHGA11 (Transformer) |  | 478 | 707 | 279 | 275 | 132 | 8.097 | 0.1623 | 0 | 0 | 0 | [7 empty] | FALSE | 1 | 1 | TRUE
670 | WHSO21-WHSO2A (Transformer) |  | 368 | 527 | 750 | 275 | 275 | 5 | 0.005 | 0 | 0 | 0 | [7 empty] | FALSE | 1 | 1 | TRUE
671 | WHSO21-WHSO31 (Transformer) |  | 368 | 820 | 100 | 275 | 33 | 19.1375 | 0.5913 | 0 | 0 | 0 | [7 empty] | FALSE | 1 | 1 | TRUE
672 | WHSO21-WHSO31 (Transformer) |  | 368 | 820 | 100 | 275 | 33 | 19.1375 | 0.5913 | 0 | 0 | 0 | [7 empty] | FALSE | 1 | 1 | TRUE
673 | WHSO21-WHSO32 (Transformer) |  | 368 | 819 | 100 | 275 | 33 | 19.1375 | 0.5913 | 0 | 0 | 0 | [7 empty] | FALSE | 1 | 1 | TRUE
674 | WHSO22-WHSO2B (Transformer) |  | 386 | 332 | 750 | 275 | 275 | 5 | 0.005 | 0 | 0 | 0 | [7 empty] | FALSE | 1 | 1 | TRUE
675 | WHSO22-WHSO32 (Transformer) |  | 386 | 819 | 100 | 275 | 33 | 19.0842 | 0.5913 | 0 | 0 | 0 | [7 empty] | FALSE | 1 | 1 | TRUE
676 | WHSO41-WHSO22 (Transformer) |  | 13 | 386 | 886 | 400 | 275 | 5 | 0.0185 | 0 | 0 | 0 | [7 empty] | FALSE | 1 | 1 | TRUE
677 | WIBA21-WIBA31 (Transformer) |  | 446 | 841 | 114 | 275 | 33 | 25.9931 | 0.6006 | 0 | 0 | 0 | [7 empty] | FALSE | 1 | 1 | TRUE
678 | WIBA21-WIBA31 (Transformer) |  | 446 | 841 | 114 | 275 | 33 | 25.9931 | 0.6006 | 0 | 0 | 0 | [7 empty] | FALSE | 1 | 1 | TRUE
679 | WIEN2A-WIEN11 (Transformer) |  | 498 | 764 | 240 | 275 | 132 | 8.1202 | 0.1 | 0 | 0 | 0 | [7 empty] | FALSE | 1 | 1 | TRUE
680 | WIEN2B-WIEN11 (Transformer) |  | 450 | 764 | 296 | 275 | 132 | 8.0648 | 0.1366 | 0 | 0 | 0 | [7 empty] | FALSE | 1 | 1 | TRUE
681 | WILE41-WILL11 (Transformer) |  | 158 | 589 | 271 | 400 | 132 | 7.8493 | 0.1046 | 0 | 0 | 0 | [7 empty] | FALSE | 1 | 1 | TRUE
682 | WILE41-WILL11 (Transformer) |  | 158 | 589 | 269 | 400 | 132 | 7.8698 | 0.1303 | 0 | 0 | 0 | [7 empty] | FALSE | 1 | 1 | TRUE
683 | WILE41-WILL12 (Transformer) |  | 158 | 585 | 278 | 400 | 132 | 8.3458 | 0.1035 | 0 | 0 | 0 | [7 empty] | FALSE | 1 | 1 | TRUE
684 | WILE41-WILL21 (Transformer) |  | 158 | 508 | 686 | 400 | 275 | 5 | 0.0268 | 0 | 0 | 0 | [7 empty] | FALSE | 1 | 1 | TRUE
685 | WILL21-WILL11 (Transformer) |  | 508 | 589 | 140 | 275 | 132 | 12.2467 | 0.2847 | 0 | 0 | 0 | [7 empty] | FALSE | 1 | 1 | TRUE
686 | WILL21-WILL12 (Transformer) |  | 508 | 585 | 140 | 275 | 132 | 12.2467 | 0.2847 | 0 | 0 | 0 | [7 empty] | FALSE | 1 | 1 | TRUE
687 | WILT2A-GRST61 (Transformer) |  | 474 | 798 | 207 | 275 | 66 | 12.4456 | 0.3151 | 0 | 0 | 0 | [7 empty] | FALSE | 1 | 1 | TRUE
688 | WILT2B-GRST61 (Transformer) |  | 331 | 798 | 207 | 275 | 66 | 12.4456 | 0.3151 | 0 | 0 | 0 | [7 empty] | FALSE | 1 | 1 | TRUE
689 | WILT2C-GRST61 (Transformer) |  | 340 | 798 | 198 | 275 | 66 | 10.8456 | 0.2275 | 0 | 0 | 0 | [7 empty] | FALSE | 1 | 1 | TRUE
690 | WILT2D-GRST61 (Transformer) |  | 369 | 798 | 206 | 275 | 66 | 12.4333 | 0.2972 | 0 | 0 | 0 | [7 empty] | FALSE | 1 | 1 | TRUE
691 | WIMB41-WIMB11 (Transformer) |  | 151 | 608 | 240 | 400 | 132 | 7.753 | 0.1366 | 0 | 0 | 0 | [7 empty] | FALSE | 1 | 1 | TRUE
692 | WIMB41-WIMB11 (Transformer) |  | 151 | 608 | 240 | 400 | 132 | 7.8698 | 0.1303 | 0 | 0 | 0 | [7 empty] | FALSE | 1 | 1 | TRUE
693 | WIMB41-WIMB11 (Transformer) |  | 151 | 608 | 240 | 400 | 132 | 7.8698 | 0.1303 | 0 | 0 | 0 | [7 empty] | FALSE | 1 | 1 | TRUE
694 | WIMB41-WIMB11 (Transformer) |  | 151 | 608 | 240 | 400 | 132 | 7.753 | 0.1354 | 0 | 0 | 0 | [7 empty] | FALSE | 1 | 1 | TRUE
695 | WIMB41-WIMB11 (Transformer) |  | 151 | 608 | 240 | 400 | 132 | 7.8698 | 0.1303 | 0 | 0 | 0 | [7 empty] | FALSE | 1 | 1 | TRUE
696 | WIMB41-WIMB21 (Transformer) |  | 151 | 391 | 950 | 400 | 275 | 5 | 0.014 | 0 | 0 | 0 | [7 empty] | FALSE | 1 | 1 | TRUE
697 | WISD21-WISD11 (Transformer) |  | 426 | 577 | 240 | 275 | 132 | 7.8956 | 0.1845 | 0 | 0 | 0 | [7 empty] | FALSE | 1 | 1 | TRUE
698 | WISD21-WISD11 (Transformer) |  | 426 | 577 | 257 | 275 | 132 | 7.9774 | 0.167 | 0 | 0 | 0 | [7 empty] | FALSE | 1 | 1 | TRUE
699 | WISD21-WISD11 (Transformer) |  | 426 | 577 | 240 | 275 | 132 | 7.9774 | 0.167 | 0 | 0 | 0 | [7 empty] | FALSE | 1 | 1 | TRUE
700 | WISD21-WISD11 (Transformer) |  | 426 | 577 | 240 | 275 | 132 | 8.433 | 0.0723 | 0 | 0 | 0 | [7 empty] | FALSE | 1 | 1 | TRUE
701 | WISD21-WISD2A (Transformer) |  | 426 | 365 | 750 | 275 | 275 | 5 | 0.002 | 0 | 0 | 0 | [7 empty] | FALSE | 1 | 1 | TRUE
702 | WISD21-WISD61 (Transformer) |  | 426 | 806 | 201 | 275 | 66 | 14.3298 | 0.3204 | 0 | 0 | 0 | [7 empty] | FALSE | 1 | 1 | TRUE
703 | WISD21-WISD61 (Transformer) |  | 426 | 806 | 200 | 275 | 66 | 14.3298 | 0.3204 | 0 | 0 | 0 | [7 empty] | FALSE | 1 | 1 | TRUE
704 | WISD21-WISD61 (Transformer) |  | 426 | 806 | 200 | 275 | 66 | 14.3298 | 0.3204 | 0 | 0 | 0 | [7 empty] | FALSE | 1 | 1 | TRUE
705 | WISD41-WISD21 (Transformer) |  | 52 | 426 | 949 | 400 | 275 | 5 | 0.0152 | 0 | 0 | 0 | [7 empty] | FALSE | 1 | 1 | TRUE
706 | WISD42-WISD21 (Transformer) |  | 177 | 426 | 949 | 400 | 275 | 5 | 0.0152 | 0 | 0 | 0 | [7 empty] | FALSE | 1 | 1 | TRUE
707 | WMEL21-WMEL11 (Transformer) |  | 427 | 629 | 130 | 275 | 132 | 12.2479 | 0.2264 | 0 | 0 | 0 | [7 empty] | FALSE | 1 | 1 | TRUE
708 | WMEL21-WMEL11 (Transformer) |  | 427 | 629 | 130 | 275 | 132 | 12.2479 | 0.2264 | 0 | 0 | 0 | [7 empty] | FALSE | 1 | 1 | TRUE
709 | WMEL21-WMEL11 (Transformer) |  | 427 | 629 | 129 | 275 | 132 | 12.2479 | 0.2264 | 0 | 0 | 0 | [7 empty] | FALSE | 1 | 1 | TRUE
710 | WMEL21-WMEL11 (Transformer) |  | 427 | 629 | 129 | 275 | 132 | 12.2479 | 0.2264 | 0 | 0 | 0 | [7 empty] | FALSE | 1 | 1 | TRUE
711 | WMEL21-WMEL12 (Transformer) |  | 427 | 739 | 199 | 275 | 132 | 8.2209 | 0.1492 | 0 | 0 | 0 | [7 empty] | FALSE | 1 | 1 | TRUE
712 | WMEL21-WMEL12 (Transformer) |  | 427 | 739 | 199 | 275 | 132 | 8.2209 | 0.1492 | 0 | 0 | 0 | [7 empty] | FALSE | 1 | 1 | TRUE
713 | WMEL21-WMEL12 (Transformer) |  | 427 | 739 | 197 | 275 | 132 | 8.2361 | 0.1923 | 0 | 0 | 0 | [7 empty] | FALSE | 1 | 1 | TRUE
714 | WTHU4A-WTHU31 (Transformer) |  | 144 | 833 | 100 | 400 | 33 | 31.2457 | 0.5201 | 0 | 0 | 0 | [7 empty] | FALSE | 1 | 1 | TRUE
715 | WTHU4B-WTHU31 (Transformer) |  | 125 | 833 | 100 | 400 | 33 | 31.2457 | 0.5201 | 0 | 0 | 0 | [7 empty] | FALSE | 1 | 1 | TRUE
716 | WWEY21-WWEY11 (Transformer) |  | 459 | 787 | 280 | 275 | 132 | 8.097 | 0.2188 | 0 | 0 | 0 | [7 empty] | FALSE | 1 | 1 | TRUE
717 | WWEY21-WWEY12 (Transformer) |  | 459 | 774 | 250 | 275 | 132 | 8.4614 | 0.1382 | 0 | 0 | 0 | [7 empty] | FALSE | 1 | 1 | TRUE
718 | WWEY22-WWEY12 (Transformer) |  | 382 | 774 | 240 | 275 | 132 | 8.4489 | 0.1382 | 0 | 0 | 0 | [7 empty] | FALSE | 1 | 1 | TRUE
719 | WWEY4A-WWEY21 (Transformer) |  | 161 | 459 | 750 | 400 | 275 | 5 | 0.017 | 0 | 0 | 0 | [7 empty] | FALSE | 1 | 1 | TRUE
720 | WWEY4A-WWEY22 (Transformer) |  | 161 | 382 | 886 | 400 | 275 | 5 | 0.0185 | 0 | 0 | 0 | [7 empty] | FALSE | 1 | 1 | TRUE
721 | WWEY4B-WWEY21 (Transformer) |  | 312 | 459 | 845 | 400 | 275 | 5 | 0.0178 | 0 | 0 | 0 | [7 empty] | FALSE | 1 | 1 | TRUE
722 | WWEY4B-WWEY2A (Transformer) |  | 312 | 375 | 845 | 400 | 275 | 5 | 0.0178 | 0 | 0 | 0 | [7 empty] | FALSE | 1 | 1 | TRUE
723 | WYLF41-WYLF11 (Transformer) |  | 290 | 705 | 276 | 400 | 132 | 8.2849 | 0.1509 | 0 | 0 | 0 | [7 empty] | FALSE | 1 | 1 | TRUE
724 | WYLF41-WYLF11 (Transformer) |  | 290 | 705 | 276 | 400 | 132 | 8.2849 | 0.1509 | 0 | 0 | 0 | [7 empty] | FALSE | 1 | 1 | TRUE
725 | WYLF41-WYLF11 (Transformer) |  | 290 | 705 | 269 | 400 | 132 | 8.3873 | 0.1229 | 0 | 0 | 0 | [7 empty] | FALSE | 1 | 1 | TRUE
726 | WYMO41-WYMO11 (Transformer) |  | 76 | 558 | 273 | 400 | 132 | 7.8698 | 0.1303 | 0 | 0 | 0 | [7 empty] | FALSE | 1 | 1 | TRUE
727 | WYMO41-WYMO11 (Transformer) |  | 76 | 558 | 273 | 400 | 132 | 8.2849 | 0.1509 | 0 | 0 | 0 | [7 empty] | FALSE | 1 | 1 | TRUE
728 | WYMO41-WYMO11 (Transformer) |  | 76 | 558 | 273 | 400 | 132 | 8.2849 | 0.1509 | 0 | 0 | 0 | [7 empty] | FALSE | 1 | 1 | TRUE
729 | WYMO41-WYMO11 (Transformer) |  | 76 | 558 | 273 | 400 | 132 | 7.8698 | 0.1303 | 0 | 0 | 0 | [7 empty] | FALSE | 1 | 1 | TRUE
730 | BARK22-BARK11 (Transformer) |  | 495 | 724 | 240 | 275 | 132 | 8.3927 | 0.1183 | 0 | 0 | 0 | [7 empty] | FALSE | 1 | 1 | TRUE
731 | BRIN41-BRIN22 (Transformer) |  | 205 | 400 | 1100 | 400 | 275 | 5 | 0.0133 | 0 | 0 | 0 | [7 empty] | FALSE | 1 | 1 | TRUE
732 | BRWA4A-BRWA11 (Transformer) |  | 293 | 634 | 240 | 400 | 132 | 8.2285 | 0.1047 | 0 | 0 | 0 | [7 empty] | FALSE | 1 | 1 | TRUE
733 | CITR41-CITR12 (Transformer) |  | 19 | 559 | 278 | 400 | 132 | 8.2492 | 0.1132 | 0 | 0 | 0 | [7 empty] | FALSE | 1 | 1 | TRUE
734 | IVER4A-IVER22 (Transformer) |  | 121 | 356 | 1100 | 400 | 275 | 5 | 0.0133 | 0 | 0 | 0 | [7 empty] | FALSE | 1 | 1 | TRUE
735 | LALE21-LALE31 (Transformer) |  | 439 | 832 | 120 | 275 | 33 | 24.6692 | 0.4848 | 0 | 0 | 0 | [7 empty] | FALSE | 1 | 1 | TRUE
736 | LALE21-LALE31 (Transformer) |  | 439 | 832 | 120 | 275 | 33 | 24.6692 | 0.4848 | 0 | 0 | 0 | [7 empty] | FALSE | 1 | 1 | TRUE
737 | LHOR4A-LHOR11 (Transformer) |  | 232 | 539 | 240 | 400 | 132 | 8.1976 | 0.1373 | 0 | 0 | 0 | [7 empty] | FALSE | 1 | 1 | TRUE
738 | LHOR4B-LHOR11 (Transformer) |  | 97 | 539 | 240 | 400 | 132 | 7.9515 | 0.1307 | 0 | 0 | 0 | [7 empty] | FALSE | 1 | 1 | TRUE
739 | OLDB2A-OLDB11 (Transformer) |  | 329 | 614 | 261 | 275 | 132 | 8.6081 | 0.1594 | 0 | 0 | 0 | [7 empty] | FALSE | 1 | 1 | TRUE
740 | SAFO41-SAFO11 (Transformer) |  | 44 | 748 | 240 | 400 | 132 | 8.1656 | 0.1054 | 0 | 0 | 0 | [7 empty] | FALSE | 1 | 1 | TRUE
741 | SAFO41-SAFO11 (Transformer) |  | 44 | 748 | 240 | 400 | 132 | 8.1606 | 0.1054 | 0 | 0 | 0 | [7 empty] | FALSE | 1 | 1 | TRUE
742 | TRAW21-TRAW11 (Transformer) |  | 362 | 644 | 240 | 275 | 132 | 8.1994 | 0.1004 | 0 | 0 | 0 | [7 empty] | FALSE | 1 | 1 | TRUE
743 | WHAM41-WHAM11 (Transformer) |  | 203 | 687 | 264 | 400 | 132 | 7.9352 | 0.1057 | 0 | 0 | 0 | [7 empty] | FALSE | 1 | 1 | TRUE
744 | WWEY22-WWEY11 (Transformer) |  | 382 | 787 | 240 | 275 | 132 | 8.1333 | 0.1007 | 0 | 0 | 0 | [7 empty] | FALSE | 1 | 1 | TRUE
745 | BRWA41-BRWA11 (Transformer) |  | 219 | 634 | 240 | 400 | 132 | 8.2285 | 0.1047 | 0 | 0 | 0 | [7 empty] | FALSE | 1 | 1 | TRUE
746 | CITR41-CITR12 (Transformer) |  | 19 | 559 | 278 | 400 | 132 | 8.2492 | 0.1132 | 0 | 0 | 0 | [7 empty] | FALSE | 1 | 1 | TRUE
747 | COVE21-COVE12 (Transformer) |  | 412 | 667 | 240 | 275 | 132 | 8.1994 | 0.1004 | 0 | 0 | 0 | [7 empty] | FALSE | 1 | 1 | TRUE
748 | MILH21-MILH11 (Transformer) |  | 494 | 722 | 240 | 275 | 132 | 8.1994 | 0.1004 | 0 | 0 | 0 | [7 empty] | FALSE | 1 | 1 | TRUE
749 | WIMB41-WIMB11 (Transformer) |  | 151 | 608 | 240 | 400 | 132 | 7.8698 | 0.1303 | 0 | 0 | 0 | [7 empty] | FALSE | 1 | 1 | TRUE
750 | WIMB41-WIMB21 (Transformer) |  | 151 | 391 | 950 | 400 | 275 | 5 | 0.014 | 0 | 0 | 0 | [7 empty] | FALSE | 1 | 1 | TRUE
751 | BENR41-BENR11 (Transformer) |  | 42 | 556 | 240 | 400 | 132 | 7.8698 | 0.1303 | 0 | 0 | 0 | [7 empty] | FALSE | 1 | 1 | TRUE
752 | BENR41-BENR11 (Transformer) |  | 42 | 556 | 240 | 400 | 132 | 7.8698 | 0.1303 | 0 | 0 | 0 | [7 empty] | FALSE | 1 | 1 | TRUE
753 | CITR41-CITR11 (Transformer) |  | 19 | 744 | 278 | 400 | 132 | 8.2492 | 0.1132 | 0 | 0 | 0 | [7 empty] | FALSE | 1 | 1 | TRUE
754 | HARG41-HARG11 (Transformer) |  | 6 | 674 | 240 | 400 | 132 | 7.4973 | 0.148 | 0 | 0 | 0 | [7 empty] | FALSE | 1 | 1 | TRUE
755 | HARG41-HARG11 (Transformer) |  | 6 | 674 | 240 | 400 | 132 | 7.4973 | 0.148 | 0 | 0 | 0 | [7 empty] | FALSE | 1 | 1 | TRUE
756 | HARG41-HARG11 (Transformer) |  | 6 | 674 | 240 | 400 | 132 | 7.4973 | 0.148 | 0 | 0 | 0 | [7 empty] | FALSE | 1 | 1 | TRUE
757 | HARG41-HARG11 (Transformer) |  | 6 | 674 | 240 | 400 | 132 | 7.4973 | 0.148 | 0 | 0 | 0 | [7 empty] | FALSE | 1 | 1 | TRUE
758 | HARG41-HARG11 (Transformer) |  | 6 | 674 | 240 | 400 | 132 | 7.4973 | 0.148 | 0 | 0 | 0 | [7 empty] | FALSE | 1 | 1 | TRUE
759 | HARG41-HARG11 (Transformer) |  | 6 | 674 | 240 | 400 | 132 | 7.4973 | 0.148 | 0 | 0 | 0 | [7 empty] | FALSE | 1 | 1 | TRUE
760 | HARG41-HARK21 (Transformer) |  | 6 | 376 | 1100 | 400 | 275 | 5 | 0.0152 | 0 | 0 | 0 | [7 empty] | FALSE | 1 | 1 | TRUE
761 | HARG41-HARK21 (Transformer) |  | 6 | 376 | 1100 | 400 | 275 | 5 | 0.0152 | 0 | 0 | 0 | [7 empty] | FALSE | 1 | 1 | TRUE
762 | NEWX41-NEWX21 (Transformer) |  | 252 | 347 | 1100 | 400 | 275 | 5 | 0.0132 | 0 | 0 | 0 | [7 empty] | FALSE | 1 | 1 | TRUE
763 | NEWX4A-NEWX21 (Transformer) |  | 87 | 347 | 1100 | 400 | 275 | 5 | 0.0132 | 0 | 0 | 0 | [7 empty] | FALSE | 1 | 1 | TRUE
764 | BRIM4C-BRIM11 (Transformer) |  | 325 | 721 | 262 | 400 | 132 | 7.974 | 0.1264 | 0 | 0 | 0 | [7 empty] | FALSE | 1 | 1 | TRUE
765 | BRIM4D-BRIM11 (Transformer) |  | 1 | 721 | 262 | 400 | 132 | 7.974 | 0.1264 | 0 | 0 | 0 | [7 empty] | FALSE | 1 | 1 | TRUE
766 | HACK41-HACK61 (Transformer) |  | 147 | 800 | 278 | 400 | 66 | 12.1324 | 0.1529 | 0 | 0 | 0 | [7 empty] | FALSE | 1 | 1 | TRUE
767 | HACK41-HACK61 (Transformer) |  | 147 | 800 | 278 | 400 | 66 | 12.1324 | 0.1529 | 0 | 0 | 0 | [7 empty] | FALSE | 1 | 1 | TRUE
768 | HARG41-HARG11 (Transformer) |  | 6 | 674 | 1100 | 400 | 132 | 5 | 0.0152 | 0 | 0 | 0 | [7 empty] | FALSE | 1 | 1 | TRUE
769 | HAWP41-HAWP21 (Transformer) |  | 274 | 440 | 1000 | 400 | 275 | 5 | 0.0132 | 0 | 0 | 0 | [7 empty] | FALSE | 1 | 1 | TRUE
770 | MONF42-MONF22 (Transformer) |  | 298 | 485 | 1000 | 400 | 275 | 5 | 0.0176 | 0 | 0 | 0 | [7 empty] | FALSE | 1 | 1 | TRUE
771 | MONF42-MONF2A (Transformer) |  | 298 | 512 | 1100 | 400 | 275 | 5 | 0.0152 | 0 | 0 | 0 | [7 empty] | FALSE | 1 | 1 | TRUE
772 | MONF42-MONF2A (Transformer) |  | 298 | 512 | 1100 | 400 | 275 | 5 | 0.0152 | 0 | 0 | 0 | [7 empty] | FALSE | 1 | 1 | TRUE
773 | MONF42-MONF2B (Transformer) |  | 298 | 528 | 1100 | 400 | 275 | 5 | 0.0152 | 0 | 0 | 0 | [7 empty] | FALSE | 1 | 1 | TRUE
774 | MONF42-MONF2B (Transformer) |  | 298 | 528 | 1100 | 400 | 275 | 5 | 0.0152 | 0 | 0 | 0 | [7 empty] | FALSE | 1 | 1 | TRUE
775 | PELH41-PELH4A (Transformer) |  | 294 | 289 | 2750 | 400 | 400 | 5 | 0.0071 | 0 | 0 | 0 | [7 empty] | FALSE | 1 | 1 | TRUE
776 | PELH41-PELH4B (Transformer) |  | 294 | 318 | 2750 | 400 | 400 | 5 | 0.0071 | 0 | 0 | 0 | [7 empty] | FALSE | 1 | 1 | TRUE
777 | TWIN4A-TWIN11 (Transformer) |  | 291 | 773 | 278 | 400 | 132 | 8.1976 | 0.1373 | 0 | 0 | 0 | [7 empty] | FALSE | 1 | 1 | TRUE
778 | TWIN4B -TWIN11 (Transformer) |  | 162 | 773 | 278 | 400 | 132 | 8.1976 | 0.1373 | 0 | 0 | 0 | [7 empty] | FALSE | 1 | 1 | TRUE
779 | WALX41-WALX2A (Transformer) |  | 111 | 461 | 1136 | 400 | 275 | 5 | 0.0176 | 0 | 0 | 0 | [7 empty] | FALSE | 1 | 1 | TRUE
780 | WALX41-WALX2B (Transformer) |  | 111 | 404 | 1136 | 400 | 275 | 5 | 0.0176 | 0 | 0 | 0 | [7 empty] | FALSE | 1 | 1 | TRUE
781 | YORK4A-OVER21 (Transformer) |  | 280 | 359 | 1100 | 400 | 275 | 5 | 0.0152 | 0 | 0 | 0 | [7 empty] | FALSE | 1 | 1 | TRUE
782 | YORK4A-OVER21 (Transformer) |  | 280 | 359 | 1100 | 400 | 275 | 5 | 0.0152 | 0 | 0 | 0 | [7 empty] | FALSE | 1 | 1 | TRUE
783 | YORK4B-OVER21 (Transformer) |  | 5 | 359 | 1100 | 400 | 275 | 5 | 0.0152 | 0 | 0 | 0 | [7 empty] | FALSE | 1 | 1 | TRUE
784 | YORK4B-OVER21 (Transformer) |  | 5 | 359 | 1100 | 400 | 275 | 5 | 0.0152 | 0 | 0 | 0 | [7 empty] | FALSE | 1 | 1 | TRUE

## impedance
| name | from_bus | to_bus | rft_pu | xft_pu | rtf_pu | xtf_pu | sn_mva | in_service
0 | DIDC41-DIDC41 (Series Reactor) | 223 | 223 | 0.63 | 50 | 0.63 | 50 | 2640 | TRUE
1 | DRAX41-DRAX42 (Series Reactor) | 307 | 17 | 0.6 | 200 | 0.6 | 200 | 1320 | TRUE
2 | ELST41-ELST4A (Series Reactor) | 135 | 197 | 1.25 | 100 | 1.25 | 100 | 2000 | TRUE
3 | FIDF21-FIDF21 (Series Reactor) | 326 | 326 | 1.25 | 100 | 1.25 | 100 | 750 | TRUE
4 | FIDF21-FIDF21 (Series Reactor) | 326 | 326 | 1.25 | 100 | 1.25 | 100 | 750 | TRUE
5 | GRAI41-GRAI41 (Series Reactor) | 299 | 299 | 0.27 | 230.91 | 0.27 | 230.91 | 2002 | TRUE
6 | GRAI41-GRAI41 (Zero Length) | 299 | 299 | 0.0001 | 0.0001 | 0.0001 | 0.0001 | 2971 | TRUE
7 | GRAI41-GRAI41 (Zero Length) | 299 | 299 | 0.0001 | 0.0001 | 0.0001 | 0.0001 | 2971 | TRUE
8 | GRAI41-GRAI41 (Zero Length) | 299 | 299 | 0.0001 | 0.0001 | 0.0001 | 0.0001 | 2971 | TRUE
9 | HUTT41-HUTT42 (Series Capacitor) | 258 | 109 | 0.0001 | 0.0001 | 0.0001 | 0.0001 | 99999 | TRUE
10 | HUTT41-HUTT43 (Series Capacitor) | 258 | 218 | 0.0001 | 0.0001 | 0.0001 | 0.0001 | 99999 | TRUE
11 | KILL41-KILL41 (Series Reactor) | 102 | 102 | 0.0001 | 100 | 0.0001 | 100 | 2750 | TRUE
12 | KINO41-KINO41 (Series Reactor) | 240 | 240 | 0.27 | 200 | 0.27 | 200 | 2002 | TRUE
13 | KINO41-KINO41 (Series Reactor) | 240 | 240 | 0.27 | 200 | 0.27 | 200 | 2002 | TRUE
14 | LISD21-LISD2A (Series Reactor) | 501 | 503 | 1.73 | 138.7 | 1.73 | 138.7 | 740 | TRUE
15 | MANN41-MANN41 (Zero Length) | 131 | 131 | 0.0001 | 0.0001 | 0.0001 | 0.0001 | 2971 | TRUE
16 | MANN41-MANN41 (Zero Length) | 131 | 131 | 0.0001 | 0.0001 | 0.0001 | 0.0001 | 2971 | TRUE
17 | MARH41-MARH4A (Zero Length) | 253 | 249 | 0.0001 | 0.0001 | 0.0001 | 0.0001 | 2860 | TRUE
18 | MARH42-MARH4B (Zero Length) | 99 | 86 | 0.0001 | 0.0001 | 0.0001 | 0.0001 | 2860 | TRUE
19 | NECT41-NECT4A (Zero Length) | 3 | 31 | 0.0001 | 0.0001 | 0.0001 | 0.0001 | 1250 | TRUE
20 | NECT41-NECT4B (Zero Length) | 3 | 75 | 0.0001 | 0.0001 | 0.0001 | 0.0001 | 3100 | TRUE
21 | PEWO2A-PEWO2C (SSSC) | 339 | 345 | 0.0001 | 0.0001 | 0.0001 | 0.0001 | 99999 | TRUE
22 | PEWO2B-PEWO2D (SSSC) | 520 | 517 | 0.0001 | 0.0001 | 0.0001 | 0.0001 | 99999 | TRUE
23 | SALH41-SALH42 (SSSC) | 26 | 108 | 0.0001 | 0.0001 | 0.0001 | 0.0001 | 99999 | TRUE
24 | SELL4A-SELL4A (Series Reactor) | 268 | 268 | 1.25 | 100 | 1.25 | 100 | 1860 | TRUE
25 | TOTT2A-TOTT22 (Zero Length) | 385 | 366 | 0.0001 | 0.0001 | 0.0001 | 0.0001 | 904 | TRUE
26 | TOTT2A-TOTT24 (Zero Length) | 385 | 447 | 0.0001 | 0.0001 | 0.0001 | 0.0001 | 830 | TRUE
27 | TOTT2B-TOTT21 (Zero Length) | 506 | 480 | 0.0001 | 0.0001 | 0.0001 | 0.0001 | 904 | TRUE
28 | TOTT2B-TOTT23 (Zero Length) | 506 | 456 | 0.0001 | 0.0001 | 0.0001 | 0.0001 | 830 | TRUE
29 | USKM11-USKM12 (Series Reactor) | 607 | 683 | 25 | 2000 | 25 | 2000 | 90 | TRUE
30 | WBUR41-WBUR42 (Series Reactor) | 106 | 116 | 0.26 | 231.69 | 0.26 | 231.69 | 1500 | TRUE
31 | WTHU4C-WTHU4E (Series Reactor) | 21 | 79 | 0.0001 | 100 | 0.0001 | 100 | 2400 | TRUE
32 | WTHU4D-WTHU4F (Series Reactor) | 113 | 195 | 0.0001 | 100 | 0.0001 | 100 | 2400 | TRUE
33 | SHUR41-SHUR41 (Series Reactor) | 308 | 308 | 0.0001 | 200 | 0.0001 | 200 | 2400 | TRUE
34 | BLYT21-BLYT22 (SSSC) | 469 | 397 | 0.0001 | 0.0001 | 0.0001 | 0.0001 | 99999 | TRUE
35 | BLYT21-BLYT23 (SSSC) | 469 | 349 | 0.0001 | 0.0001 | 0.0001 | 0.0001 | 99999 | TRUE
36 | KEAD43-KEAD44 (SSSC) | 53 | 96 | 0.0001 | 0.0001 | 0.0001 | 0.0001 | 99999 | TRUE
37 | TILB41-TILB42 (SSSC) | 311 | 199 | 0.0001 | 0.0001 | 0.0001 | 0.0001 | 99999 | TRUE
38 | TILB41-TILB43 (SSSC) | 311 | 246 | 0.0001 | 0.0001 | 0.0001 | 0.0001 | 99999 | TRUE
39 | TILB41-TILB44 (SSSC) | 311 | 319 | 0.0001 | 0.0001 | 0.0001 | 0.0001 | 99999 | TRUE
40 | CREB41-CREB42 (Zero Length) | 317 | 38 | 0.0001 | 0.0001 | 0.0001 | 0.0001 | 1386 | TRUE
41 | CREB41-CREB42 (Zero Length) | 317 | 38 | 0.0001 | 0.0001 | 0.0001 | 0.0001 | 1386 | TRUE

## line_std_types
| c_nf_per_km | r_ohm_per_km | x_ohm_per_km | max_i_ka | type | q_mm2 | alpha
NAYY 4x50 SE | 210 | 0.642 | 0.083 | 0.142 | cs | 50 | 0.00403
NAYY 4x120 SE | 264 | 0.225 | 0.08 | 0.242 | cs | 120 | 0.00403
NAYY 4x150 SE | 261 | 0.208 | 0.08 | 0.27 | cs | 150 | 0.00403
NA2XS2Y 1x95 RM/25 12/20 kV | 216 | 0.313 | 0.132 | 0.252 | cs | 95 | 0.00403
NA2XS2Y 1x185 RM/25 12/20 kV | 273 | 0.161 | 0.117 | 0.362 | cs | 185 | 0.00403
NA2XS2Y 1x240 RM/25 12/20 kV | 304 | 0.122 | 0.112 | 0.421 | cs | 240 | 0.00403
NA2XS2Y 1x95 RM/25 6/10 kV | 315 | 0.313 | 0.123 | 0.249 | cs | 95 | 0.00403
NA2XS2Y 1x185 RM/25 6/10 kV | 406 | 0.161 | 0.11 | 0.358 | cs | 185 | 0.00403
NA2XS2Y 1x240 RM/25 6/10 kV | 456 | 0.122 | 0.105 | 0.416 | cs | 240 | 0.00403
NA2XS2Y 1x150 RM/25 12/20 kV | 250 | 0.206 | 0.116 | 0.319 | cs | 150 | 0.00403
NA2XS2Y 1x120 RM/25 12/20 kV | 230 | 0.253 | 0.119 | 0.283 | cs | 120 | 0.00403
NA2XS2Y 1x70 RM/25 12/20 kV | 190 | 0.443 | 0.132 | 0.22 | cs | 70 | 0.00403
NA2XS2Y 1x150 RM/25 6/10 kV | 360 | 0.206 | 0.11 | 0.315 | cs | 150 | 0.00403
NA2XS2Y 1x120 RM/25 6/10 kV | 340 | 0.253 | 0.113 | 0.28 | cs | 120 | 0.00403
NA2XS2Y 1x70 RM/25 6/10 kV | 280 | 0.443 | 0.123 | 0.217 | cs | 70 | 0.00403
N2XS(FL)2Y 1x120 RM/35 64/110 kV | 112 | 0.153 | 0.166 | 0.366 | cs | 120 | 0.00393
N2XS(FL)2Y 1x185 RM/35 64/110 kV | 125 | 0.099 | 0.156 | 0.457 | cs | 185 | 0.00393
N2XS(FL)2Y 1x240 RM/35 64/110 kV | 135 | 0.075 | 0.149 | 0.526 | cs | 240 | 0.00393
N2XS(FL)2Y 1x300 RM/35 64/110 kV | 144 | 0.06 | 0.144 | 0.588 | cs | 300 | 0.00393
15-AL1/3-ST1A 0.4 | 11 | 1.8769 | 0.35 | 0.105 | ol | 16 | 0.00403
24-AL1/4-ST1A 0.4 | 11.25 | 1.2012 | 0.335 | 0.14 | ol | 24 | 0.00403
48-AL1/8-ST1A 0.4 | 12.2 | 0.5939 | 0.3 | 0.21 | ol | 48 | 0.00403
94-AL1/15-ST1A 0.4 | 13.2 | 0.306 | 0.29 | 0.35 | ol | 94 | 0.00403
34-AL1/6-ST1A 10.0 | 9.7 | 0.8342 | 0.36 | 0.17 | ol | 34 | 0.00403
48-AL1/8-ST1A 10.0 | 10.1 | 0.5939 | 0.35 | 0.21 | ol | 48 | 0.00403
70-AL1/11-ST1A 10.0 | 10.4 | 0.4132 | 0.339 | 0.29 | ol | 70 | 0.00403
94-AL1/15-ST1A 10.0 | 10.75 | 0.306 | 0.33 | 0.35 | ol | 94 | 0.00403
122-AL1/20-ST1A 10.0 | 11.1 | 0.2376 | 0.323 | 0.41 | ol | 122 | 0.00403
149-AL1/24-ST1A 10.0 | 11.25 | 0.194 | 0.315 | 0.47 | ol | 149 | 0.00403
34-AL1/6-ST1A 20.0 | 9.15 | 0.8342 | 0.382 | 0.17 | ol | 34 | 0.00403
48-AL1/8-ST1A 20.0 | 9.5 | 0.5939 | 0.372 | 0.21 | ol | 48 | 0.00403
70-AL1/11-ST1A 20.0 | 9.7 | 0.4132 | 0.36 | 0.29 | ol | 70 | 0.00403
94-AL1/15-ST1A 20.0 | 10 | 0.306 | 0.35 | 0.35 | ol | 94 | 0.00403
122-AL1/20-ST1A 20.0 | 10.3 | 0.2376 | 0.344 | 0.41 | ol | 122 | 0.00403
149-AL1/24-ST1A 20.0 | 10.5 | 0.194 | 0.337 | 0.47 | ol | 149 | 0.00403
184-AL1/30-ST1A 20.0 | 10.75 | 0.1571 | 0.33 | 0.535 | ol | 184 | 0.00403
243-AL1/39-ST1A 20.0 | 11 | 0.1188 | 0.32 | 0.645 | ol | 243 | 0.00403
48-AL1/8-ST1A 110.0 | 8 | 0.5939 | 0.46 | 0.21 | ol | 48 | 0.00403
70-AL1/11-ST1A 110.0 | 8.4 | 0.4132 | 0.45 | 0.29 | ol | 70 | 0.00403
94-AL1/15-ST1A 110.0 | 8.65 | 0.306 | 0.44 | 0.35 | ol | 94 | 0.00403
122-AL1/20-ST1A 110.0 | 8.5 | 0.2376 | 0.43 | 0.41 | ol | 122 | 0.00403
149-AL1/24-ST1A 110.0 | 8.75 | 0.194 | 0.41 | 0.47 | ol | 149 | 0.00403
184-AL1/30-ST1A 110.0 | 8.8 | 0.1571 | 0.4 | 0.535 | ol | 184 | 0.00403
243-AL1/39-ST1A 110.0 | 9 | 0.1188 | 0.39 | 0.645 | ol | 243 | 0.00403
305-AL1/39-ST1A 110.0 | 9.2 | 0.0949 | 0.38 | 0.74 | ol | 305 | 0.00403
490-AL1/64-ST1A 110.0 | 9.75 | 0.059 | 0.37 | 0.96 | ol | 490 | 0.00403
679-AL1/86-ST1A 110.0 | 9.95 | 0.042 | 0.36 | 1.15 | ol | 679 | 0.00403
490-AL1/64-ST1A 220.0 | 10 | 0.059 | 0.285 | 0.96 | ol | 490 | 0.00403
679-AL1/86-ST1A 220.0 | 11.7 | 0.042 | 0.275 | 1.15 | ol | 679 | 0.00403
490-AL1/64-ST1A 380.0 | 11 | 0.059 | 0.253 | 0.96 | ol | 490 | 0.00403
679-AL1/86-ST1A 380.0 | 14.6 | 0.042 | 0.25 | 1.15 | ol | 679 | 0.00403

## trafo_std_types
| i0_percent | pfe_kw | vkr_percent | sn_mva | vn_lv_kv | vn_hv_kv | vk_percent | shift_degree | vector_group | tap_side | tap_neutral | tap_min | tap_max | tap_step_degree | tap_step_percent | tap_phase_shifter
160 MVA 380/110 kV | 0.06 | 60 | 0.25 | 160 | 110 | 380 | 12.2 | 0 | Yy0 | hv | 0 | -9 | 9 | 0 | 1.5 | FALSE
100 MVA 220/110 kV | 0.06 | 55 | 0.26 | 100 | 110 | 220 | 12 | 0 | Yy0 | hv | 0 | -9 | 9 | 0 | 1.5 | FALSE
63 MVA 110/20 kV | 0.04 | 22 | 0.32 | 63 | 20 | 110 | 18 | 150 | YNd5 | hv | 0 | -9 | 9 | 0 | 1.5 | FALSE
40 MVA 110/20 kV | 0.05 | 18 | 0.34 | 40 | 20 | 110 | 16.2 | 150 | YNd5 | hv | 0 | -9 | 9 | 0 | 1.5 | FALSE
25 MVA 110/20 kV | 0.07 | 14 | 0.41 | 25 | 20 | 110 | 12 | 150 | YNd5 | hv | 0 | -9 | 9 | 0 | 1.5 | FALSE
63 MVA 110/10 kV | 0.04 | 22 | 0.32 | 63 | 10 | 110 | 18 | 150 | YNd5 | hv | 0 | -9 | 9 | 0 | 1.5 | FALSE
40 MVA 110/10 kV | 0.05 | 18 | 0.34 | 40 | 10 | 110 | 16.2 | 150 | YNd5 | hv | 0 | -9 | 9 | 0 | 1.5 | FALSE
25 MVA 110/10 kV | 0.07 | 14 | 0.41 | 25 | 10 | 110 | 12 | 150 | YNd5 | hv | 0 | -9 | 9 | 0 | 1.5 | FALSE
0.25 MVA 20/0.4 kV | 0.32 | 0.8 | 1.44 | 0.25 | 0.4 | 20 | 6 | 150 | Yzn5 | hv | 0 | -2 | 2 | 0 | 2.5 | FALSE
0.4 MVA 20/0.4 kV | 0.3375 | 1.35 | 1.425 | 0.4 | 0.4 | 20 | 6 | 150 | Dyn5 | hv | 0 | -2 | 2 | 0 | 2.5 | FALSE
0.63 MVA 20/0.4 kV | 0.2619 | 1.65 | 1.206 | 0.63 | 0.4 | 20 | 6 | 150 | Dyn5 | hv | 0 | -2 | 2 | 0 | 2.5 | FALSE
0.25 MVA 10/0.4 kV | 0.24 | 0.6 | 1.2 | 0.25 | 0.4 | 10 | 4 | 150 | Dyn5 | hv | 0 | -2 | 2 | 0 | 2.5 | FALSE
0.4 MVA 10/0.4 kV | 0.2375 | 0.95 | 1.325 | 0.4 | 0.4 | 10 | 4 | 150 | Dyn5 | hv | 0 | -2 | 2 | 0 | 2.5 | FALSE
0.63 MVA 10/0.4 kV | 0.1873 | 1.18 | 1.0794 | 0.63 | 0.4 | 10 | 4 | 150 | Dyn5 | hv | 0 | -2 | 2 | 0 | 2.5 | FALSE

## trafo3w_std_types
| sn_hv_mva | sn_mv_mva | sn_lv_mva | vn_hv_kv | vn_mv_kv | vn_lv_kv | vk_hv_percent | vk_mv_percent | vk_lv_percent | vkr_hv_percent | vkr_mv_percent | vkr_lv_percent | pfe_kw | i0_percent | shift_mv_degree | shift_lv_degree | vector_group | tap_side | tap_neutral | tap_min | tap_max | tap_step_percent
63/25/38 MVA 110/20/10 kV | 63 | 25 | 38 | 110 | 20 | 10 | 10.4 | 10.4 | 10.4 | 0.28 | 0.32 | 0.35 | 35 | 0.89 | 0 | 0 | YN0yn0yn0 | hv | 0 | -10 | 10 | 1.2
63/25/38 MVA 110/10/10 kV | 63 | 25 | 38 | 110 | 10 | 10 | 10.4 | 10.4 | 10.4 | 0.28 | 0.32 | 0.35 | 35 | 0.89 | 0 | 0 | YN0yn0yn0 | hv | 0 | -10 | 10 | 1.2

## res_bus
| vm_pu | va_degree | p_mw | q_mvar
0 | 1 | -13.4364 | -0.46092
1 | 1 | -16.6161 | 0
2 | 1 | -16.5779 | 0
3 | 1 | 1.8864 | -1327.5435
4 | 1 | -12.7716 | 0
5 | 1 | 5.6784 | 0
6 | 1 | 6.3725 | 0
7 |  |  | 0
8 | 1 | 18.0554 | 0
9 | 1 | 5.2534 | 0
10 | 1 | 2.4649 | 0
11 | 1 | -12.8842 | 0
12 | 1 | -14.1403 | 0
13 | 1 | -16.5797 | 0
14 | 1 | -2.0421 | -465.5298
15 | 1 | -11.9017 | 0
16 | 1 | -2.5575 | 0
17 | 1 | 1.3044 | 0
18 | 1 | -10.7934 | 0
19 | 1 | -16.6712 | 69
20 | 1 | -10.8555 | 0
21 | 1 | -14.3366 | 0
22 | 1 | -6.6753 | 0
23 |  |  | 0
24 | 1 | 5.8581 | 0
25 | 1 | -14.8716 | 409
26 | 1 | 12.4983 | 0
27 | 1 | -8.7272 | -897.9554
28 | 1 | -0.43566 | -436.6762
29 | 1 | 1.7037 | -1624.0077
30 | 1 | 0.10172 | 0
31 | 1 | 1.8834 | 0
32 |  |  | 0
33 | 1 | -10.8549 | 0
34 | 1 | -0.8516 | -359.7946
35 | 1 | -14.2656 | 95
36 | 1 | 0.3087 | 0
37 | 1 | -3.2564 | 0
38 | 1 | 4.9751 | -2759.5317
39 | 1 | -9.1472 | 0
40 | 1 | -15.0856 | 0
41 | 1 | -12.9418 | 0
42 | 1 | -16.5432 | 0
43 | 1 | -2.2497 | -940.278
44 | 1 | -12.8842 | 0
45 | 1 | -3.1327 | 0
46 | 1 | -2.9405 | 0
47 | 1 | -8.0247 | 0
48 | 1 | -1.9803 | 0
49 | 1 | -16.7204 | 196
50 | 1 | -0.6338 | -362.3758
51 | 1 | -5.2589 | 0
52 | 1 | -16.7257 | 0
53 | 1 | 2.4085 | 0
54 | 1 | 18.9896 | -1290.5777
55 | 1 | 1.8882 | 0
56 | 1 | -10.0568 | 0
57 | 1 | -16.6853 | 258
58 | 1 | -11.0578 | 168
59 | 1 | -1.2742 | 0
60 | 1 | 0.47708 | -1048.0413
61 | 1 | -10.7431 | 24
62 | 1 | -5.0416 | 0
63 | 1 | 6.2462 | 0
64 | 1 | -1.7617 | 0
65 | 1 | -0.91723 | -2754.4615
66 | 1 | -17.5283 | 0
67 | 1 | -10.7544 | 0
68 |  |  | 0
69 | 1 | 0.060812 | 0
70 | 1 | -13.3982 | 0
71 | 1 | -6.407 | 0
72 | 1 | -6.3097 | 438
73 | 1 | -2.2513 | 0
74 | 1 | -3.5756 | 0
75 | 1 | 1.8852 | 0
76 | 1 | -8.0247 | 0
77 | 1 | -1.8274 | 0
78 | 1 | -10.1089 | 0
79 | 1 | -14.0928 | 0
80 | 1 | -17.265 | 0
81 | 1 | -9.2146 | 0
82 | 1 | -2.6447 | 0
83 | 1 | 0.52014 | 0
84 | 1 | 2.8713 | 0
85 | 1 | -9.8747 | 0
86 | 1 | -7.1481 | 0
87 | 1 | -16.4478 | 0
88 | 1 | -10.7325 | 548
89 | 1 | -12.9853 | 0
90 | 1 | -6.9157 | 0
91 | 1 | 6.9394 | -495.9506
92 | 1 | -14.928 | 40
93 | 1 | -6.4075 | 0
94 | 1 | -10.0211 | 0
95 | 1 | -1.4243 | 392
96 | 1 | 2.4085 | 0
97 | 1 | -3.7959 | 0
98 | 1 | -1.4446 | 0
99 | 1 | -7.1481 | 0
100 | 1 | 0.043882 | -447.093
101 | 1 | 11.6344 | -523.9745
102 | 1 | 3.4289 | -1100.4018
103 |  |  | 0
104 |  |  | 0
105 | 1 | 0.42924 | 0
106 | 1 | -0.50602 | 0
107 | 1 | -1.5639 | 0
108 | 1 | 12.4984 | 0
109 | 1 | 1.9229 | 0
110 | 1 | -9.491 | 0
111 | 1 | -16.616 | 0
112 | 1 | -3.8009 | 0
113 | 1 | -14.3366 | 0
114 | 1 | -9.2146 | 0
115 | 1 | 6.9394 | -495.9506
116 | 1 | -3.5082 | 0
117 | 1 | -0.25777 | 0
118 | 1 | -5.9896 | -275.0774
119 | 1 | -18.9984 | 0
120 | 1 | -14.3642 | 377
121 | 1 | -15.0241 | 0
122 | 1 | -8.5894 | 0
123 | 1 | 1.1066 | 0
124 | 1 | -14.6181 | 0
125 | 1 | -15.7564 | 782
126 | 1 | 0.088796 | 0
127 | 1 | -1.6186 | 517
128 | 1 | -8.2113 | 0
129 | 1 | -13.4049 | 0
130 | 1 | -11.8929 | 150
131 | 1 | -12.3644 | 0
132 | 1 | 24.0442 | -631.4612
133 | 1 | -8.4774 | 0
134 | 1 | -8.2113 | 46
135 | 1 | -16.3858 | 0
136 | 1 | -0.64774 | 0
137 | 1 | -3.9344 | 0
138 | 1 | -4.7911 | 0
139 | 1 | -13.4049 | 0
140 | 1 | -15.3037 | 0
141 | 1 | -0.031866 | 0
142 | 1 | -1.241 | 0
143 | 1 | -17.2704 | 0
144 | 1 | -15.6127 | 534
145 | 1 | -10.5129 | 0
146 | 1 | 0.25771 | 0
147 | 1 | -16.5301 | 0
148 | 1 | -2.0241 | 0
149 | 1 | -13.3568 | 0
150 | 1 | -0.43566 | 0
151 | 1 | -16.7316 | 0
152 | 1 | -16.5295 | 0
153 | 1 | 18.5849 | 0
154 | 1 | -0.25388 | 0
155 | 1 | -1.8034 | -1692.5005
156 | 1 | -0.18287 | 0
157 | 1 | -11.3272 | 0
158 | 1 | -9.5929 | -14
159 | 1 | -16.5962 | 0
160 | 1 | -6.3781 | 0
161 | 1 | -15.3149 | 0
162 | 1 | -3.2596 | 0
163 | 1 | -12.726 | 0
164 | 1 | -15.3288 | 0
165 | 1 | -18.9984 | 0
166 | 1 | -11.0963 | 0
167 | 1 | -13.1091 | 0
168 |  |  | 0
169 | 1 | -6.3299 | 0
170 | 1 | 3.388 | 0
171 | 1 | -3.8637 | 0
172 | 1 | 0.47708 | 0
173 | 1 | -13.3547 | 0
174 | 1 | -13.1899 | 0
175 | 1 | 14.3605 | 0
176 | 1 | -1.64 | 0
177 | 1 | -16.7258 | 0
178 | 1 | -0.94039 | 0
179 | 1 | -18.2053 | 0
180 | 1 | -3.8009 | 0
181 | 1 | -10.5975 | 0
182 | 1 | 15.1435 | 0
183 | 1 | -0.92775 | 0
184 | 1 | -17.0425 | 0
185 | 1 | -13.5244 | 0
186 | 1 | -7.3867 | 0
187 | 1 | -6.6362 | -698.6635
188 | 1 | -12.5057 | 0
189 | 1 | 0.25771 | 0
190 | 1 | -16.676 | 0
191 | 1 | -2.5614 | 0
192 | 1 | -3.9988 | 0
193 | 1 | -6.3781 | 21
194 | 1 | -2.1683 | 0
195 | 1 | -14.0928 | 0
196 | 1 | -6.4075 | 0
197 | 1 | -9.6349 | 0
198 | 1 | -11.3272 | 0
199 | 1 | -12.9458 | 0
200 | 1 | -0.62669 | -843.6691
201 | 1 | -10.8555 | 0
202 | 1 | -17.2679 | 0
203 | 1 | -16.3526 | 0
204 | 1 | -16.5369 | 0
205 | 1 | -2.6055 | 0
206 | 1 | 13.562 | 0
207 | 1 | -10.9509 | 0
208 | 1 | -9.9923 | 0
209 | 1 | -3.1335 | 0
210 | 1 | -0.18287 | 0
211 | 1 | -13.1919 | 0
212 | 1 | -10.4667 | -1014.0253
213 | 1 | -13.3982 | 0
214 | 1 | -12.5904 | 0
215 | 1 | -3.8449 | 0
216 | 1 | -12.8332 | 0
217 | 1 | -15.76 | 0
218 | 1 | 1.9229 | 0
219 | 1 | -13.1899 | 0
220 | 1 | -3.0122 | 0
221 | 1 | -17.5773 | 0
222 | 1 | -14.0928 | 0
223 | 1 | -13.4644 | 50
224 | 1 | -16.7316 | 0
225 | 1 | -13.4596 | 0
226 | 1 | -16.6632 | 0
227 |  |  | 0
228 | 1 | 3.895 | 0
229 | 1 | -9.2367 | 0
230 | 1 | -12.1902 | -21
231 | 1 | -10.2238 | 0
232 | 1 | -6.4722 | 0
233 | 1 | -4.7778 | 0
234 | 1 | -12.8535 | 0
235 | 1 | 4.9751 | 0
236 | 1 | -13.1972 | 0
237 | 1 | -13.4868 | 305
238 | 1 | -10.1898 | 0
239 | 1 | -17.6466 | 0
240 | 1 | -13.3568 | 0
241 | 1 | -3.9403 | 0
242 | 1 | -0.45754 | 0
243 | 1 | -11.4687 | 0
244 | 1 | -2.9405 | 0
245 | 1 | -3.1509 | 0
246 | 1 | -12.9458 | 0
247 | 1 | -14.3366 | 0
248 | 1 | 6.2462 | 0
249 | 1 | -7.5396 | 0
250 | 1 | -0.93341 | 0
251 | 1 | -7.0274 | 35
252 | 1 | -15.6884 | 0
253 | 1 | -7.5396 | 0
254 | 1 | -16.6091 | 0
255 |  |  | 0
256 | 1 | -11.196 | 0
257 | 1 | -1.3845 | 0
258 | 1 | 1.9229 | 0
259 | 1 | -3.8342 | 0
260 | 1 | -0.93147 | 0
261 | 1 | -6.8152 | -6
262 | 1 | -12.94 | 0
263 | 1 | -14.3366 | 0
264 | 1 | -6.3781 | 0
265 | 1 | -4.2544 | 0
266 | 1 | -1.3822 | 0
267 | 1 | -4.2989 | 0
268 | 1 | -0.92783 | 0
269 | 1 | -5.0623 | 0
270 | 1 | -0.18287 | 0
271 | 1 | -3.7253 | 0
272 | 1 | -12.4945 | 0
273 | 1 | -14.0631 | 220
274 | 1 | 16.8152 | -1692.5005
275 | 1 | -11.2907 | 40
276 | 1 | -4.0681 | 0
277 | 1 | -3.6096 | 0
278 | 1 | -14.5163 | 0
279 | 1 | -17.5773 | 0
280 | 1 | 6.0463 | 0
281 | 1 | 24.0434 | -631.4612
282 | 1 | -6.407 | 0
283 | 1 | -13.319 | 0
284 | 1 | -3.7116 | 0
285 | 1 | -8.4371 | 0
286 | 1 | -0.18287 | 0
287 | 1 | -13.1919 | 0
288 | 1 | -2.0264 | 0
289 | 1 | -6.3299 | 0
290 | 1 | -0.53399 | 0
291 | 1 | -1.4259 | 0
292 | 1 | -11.0919 | 0
293 | 1 | -13.1899 | 0
294 | 1 | -6.3299 | 0
295 | 1 | -12.9416 | -436.6762
296 | 1 | -2.0783 | 0
297 | 1 | -0.64939 | 0
298 | 1 | 0.42924 | 0
299 | 1 | -10.9509 | -1106.2094
300 | 1 | -9.491 | 0
301 | 1 | 0.30608 | 0
302 | 1 | -0.18287 | 0
303 | 1 | 4.549 | 0
304 | 1 | 0.050778 | 0
305 | 1 | -9.6258 | 0
306 | 1 | -0.93147 | 0
307 | 1 | 0.44469 | 0
308 | 1 | -12.9551 | 0
309 | 1 | 6.3191 | 0
310 | 1 | 15.1283 | 0
311 | 1 | -12.9458 | 0
312 | 1 | -15.4303 | 0
313 | 1 | -13.7917 | 0
314 | 1 | 18.5841 | 0
315 | 1 | -17.5283 | 0
316 | 1 | -8.5115 | 128
317 | 1 | 4.9716 | 0
318 | 1 | -6.3299 | 0
319 | 1 | -12.9458 | 0
320 |  |  | 0
321 | 1 | -11.0919 | 0
322 | 1 | -0.76239 | 0
323 | 1 | 0 | -403.6245
324 | 1 | 2.8592 | 0
325 | 1 | -16.6159 | 0
326 | 1 | -3.8225 | 0
327 | 1 | -5.006 | 32
328 | 1 | -5.0088 | 0
329 | 1 | -12.371 | 0
330 | 1 | -5.2529 | 133
331 | 1 | 11.6344 | 0
332 | 1 | -17.0226 | 0
333 | 1 | 13.375 | 0
334 |  |  | 0
335 | 1 | -18.7811 | 392
336 | 1 | -3.0284 | 0
337 | 1 | 2.4161 | 0
338 | 1 | -14.9889 | 0
339 | 1 | -1.7406 | -68.2162
340 | 1 | 11.6344 | 0
341 |  |  | 0
342 | 1 | -2.1648 | 0
343 | 1 | -14.7903 | 0
344 | 1 | -2.0232 | 0
345 | 1 | -1.7406 | 0
346 | 1 | -15.4235 | 336
347 | 1 | -15.6884 | 0
348 | 1 | -2.3411 | 0
349 | 1 | 17.6937 | 0
350 | 1 | -16.6807 | 31
351 | 1 | -15.4841 | 0
352 | 1 | -16.2357 | 0
353 |  |  | 0
354 | 1 | -2.8821 | 0
355 | 1 | -2.8242 | 0
356 | 1 | -15.4049 | 0
357 | 1 | 15.0183 | 0
358 | 1 | -20.0764 | 0
359 | 1 | 4.9682 | 0
360 | 1 | -17.5779 | 0
361 | 1 | 11.6344 | 0
362 | 1 | -2.1648 | 0
363 | 1 | 4.9716 | 0
364 | 1 | 14.5684 | 0
365 | 1 | -16.7412 | 0
366 | 1 | -18.3328 | 0
367 | 1 | -2.9816 | 0
368 | 1 | -17.5608 | 0
369 | 1 | 11.6344 | 0
370 | 1 | 14.6892 | 0
371 | 1 | -2.241 | 0
372 | 1 | -18.6599 | 0
373 | 1 | -17.6893 | 0
374 | 1 | -3.9967 | 0
375 | 1 | -16.1772 | 0
376 | 1 | 6.3725 | 0
377 | 1 | -13.2631 | 0
378 | 1 | -20.0764 | 0
379 | 1 | -18.2003 | 0
380 | 1 | -10.9444 | 0
381 | 1 | 4.711 | 0
382 | 1 | -15.908 | 0
383 | 1 | -17.815 | 27
384 | 1 | -18.0167 | 0
385 | 1 | -18.3312 | 0
386 | 1 | -17.381 | 0
387 | 1 | -2.999 | 0
388 | 1 | -12.9415 | 0
389 | 1 | -5.0502 | 0
390 | 1 | -3.6265 | 0
391 | 1 | -17.2095 | 0
392 | 1 | -1.2943 | 0
393 | 1 | 0.27477 | 0
394 | 1 | 15.2564 | 0
395 | 1 | -4.3035 | 0
396 | 1 | 14.3538 | 0
397 | 1 | 17.6937 | 0
398 | 1 | 12.4441 | 0
399 |  |  | 0
400 | 1 | -2.954 | 0
401 | 1 | -19.464 | 0
402 | 1 | -15.0782 | 183
403 | 1 | -15.637 | 0
404 | 1 | -16.616 | 0
405 | 1 | -2.9303 | 0
406 | 1 | -17.8729 | 0
407 | 1 | -13.6623 | 0
408 | 1 | -12.5986 | 0
409 |  |  | 0
410 | 1 | -15.2232 | 0
411 | 1 | -15.7674 | 0
412 | 1 | -11.9345 | 0
413 | 1 | 4.9716 | 0
414 | 1 | -16.6651 | 24
415 | 1 | -15.9111 | 0
416 | 1 | -17.9757 | 82
417 |  |  | 0
418 | 1 | 13.6217 | 0
419 | 1 | 1.7802 | 0
420 | 1 | -5.1075 | 0
421 | 1 | -12.1443 | 0
422 | 1 | 17.8653 | 50
423 | 1 | -3.6771 | 0
424 | 1 | -17.198 | 0
425 | 1 | -2.9108 | 0
426 | 1 | -16.8069 | 0
427 | 1 | -2.5761 | 0
428 | 1 | -16.7274 | 0
429 | 1 | -17.6463 | 0
430 |  |  | 0
431 | 1 | -3.9656 | 0
432 | 1 | -16.676 | 0
433 | 1 | 13.7848 | 0
434 | 1 | -2.9757 | 0
435 | 1 | -11.4619 | 0
436 |  |  | 0
437 | 1 | -4.6548 | 0
438 | 1 | -12.9416 | 0
439 | 1 | -16.6106 | 0
440 | 1 | 15.0678 | 0
441 | 1 | -12.2699 | 0
442 | 1 | 17.8653 | 0
443 | 1 | -5.2019 | 0
444 | 1 | -1.7377 | 0
445 |  |  | 0
446 | 1 | -5.1677 | 0
447 | 1 | -18.3294 | 0
448 | 1 | -19.7714 | 439
449 | 1 | -15.7608 | 0
450 | 1 | -13.0656 | 308
451 | 1 | -12.4836 | 0
452 | 1 | -0.53642 | 0
453 | 1 | -17.6455 | 0
454 |  |  | 0
455 | 1 | -3.4332 | 0
456 | 1 | -18.1681 | 0
457 | 1 | -18.7591 | 0
458 | 1 | -4.6497 | 0
459 | 1 | -15.8713 | 0
460 | 1 | 11.6344 | 0
461 | 1 | -16.616 | 0
462 |  |  | 0
463 | 1 | -14.7931 | 0
464 |  |  | 0
465 | 1 | -18.1158 | 0
466 | 1 | 0.30552 | 18
467 | 1 | -17.9043 | 0
468 | 1 | -17.6403 | 0
469 | 1 | 17.6937 | 0
470 | 1 | -3.2522 | 109
471 | 1 | -12.9416 | 0
472 | 1 | -12.8027 | 0
473 | 1 | -13.0535 | 0
474 | 1 | 11.6344 | 0
475 | 1 | -14.968 | 0
476 | 1 | 11.6344 | 0
477 | 1 | -3.2891 | 95
478 | 1 | -2.7627 | 0
479 | 1 | -10.6621 | 0
480 | 1 | -18.1684 | 0
481 | 1 | -11.7842 | 0
482 | 1 | -18.5415 | 169
483 | 1 | -0.9126 | 0
484 | 1 | -15.6912 | 0
485 | 1 | 0.53939 | 0
486 | 1 | -2.2041 | 0
487 | 1 | -13.0132 | 0
488 | 1 | -17.9205 | 0
489 | 1 | -4.2989 | 0
490 | 1 | -19.0917 | 0
491 | 1 | 17.4479 | 0
492 | 1 | -2.1648 | 0
493 | 1 | -3.6184 | 0
494 | 1 | -15.0782 | 0
495 | 1 | -17.2778 | 0
496 | 1 | -11.5076 | 0
497 | 1 | -1.9803 | 0
498 | 1 | -13.1045 | 80
499 | 1 | -17.3697 | 0
500 | 1 | -14.9319 | 0
501 | 1 | -3.7087 | 0
502 | 1 | -0.25388 | 0
503 | 1 | -3.0285 | 0
504 | 1 | 2.4048 | 0
505 | 1 | -17.0164 | 0
506 | 1 | -18.1683 | 0
507 |  |  | 0
508 | 1 | -9.5929 | 0
509 | 1 | -2.3777 | 0
510 | 1 | -2.4856 | 0
511 | 1 | -18.5559 | 0
512 | 1 | 0.9576 | 0
513 | 1 | 11.6344 | 0
514 | 1 | -5.2404 | 0
515 | 1 | 15.6504 | 0
516 | 1 | -3.2869 | 0
517 | 1 | -1.9338 | 0
518 | 1 | 15.6461 | 0
519 | 1 | 12.0102 | 0
520 | 1 | -1.9338 | 111
521 | 1 | -5.0278 | 0
522 | 1 | -1.336 | 123
523 | 1 | 11.6344 | 0
524 | 1 | -16.6596 | 0
525 | 1 | -14.6626 | 0
526 | 1 | -2.637 | 0
527 | 1 | -17.1467 | 0
528 | 1 | 0.95237 | 0
529 | 1 | 17.4479 | 0
530 | 1 | -9.549 | 0
531 | 1 | -3.9656 | 0
532 | 1 | -16.6596 | 0
533 |  |  | 0
534 | 1 | 1.3028 | 0
535 | 1 | -3.3433 | 50
536 | 1 | -13.6653 | 39
537 | 1 | -15.2232 | 0
538 | 1 | -16.2357 | 0
539 | 1 | -5.3256 | 22
540 | 1 | -16.676 | 0
541 | 1 | -2.2041 | 0
542 | 1 | -13.2631 | 0
543 | 1 | -13.319 | 0
544 | 1 | -6.6753 | 0
545 | 1 | -13.2631 | 0
546 | 1 | 17.6937 | 0
547 | 1 | -3.7253 | 0
548 | 1 | -16.676 | 0
549 | 1 | -9.2367 | 0
550 | 1 | -3.1922 | 63
551 | 1 | -3.6096 | 0
552 | 1 | -2.9303 | 0
553 | 1 | -4.2989 | 0
554 | 1 | -15.5351 | 0
555 | 1 | -4.8702 | 540
556 | 1 | -16.5432 | 0
557 | 1 | -14.1248 | 107
558 | 1 | -8.2449 | 52
559 | 1 | -16.6712 | 0
560 | 1 | -7.3867 | 0
561 | 1 | -15.3806 | 0
562 | 1 | -11.1826 | 0
563 | 1 | -12.7716 | 0
564 |  |  | 0
565 | 1 | -0.92783 | 0
566 | 1 | -12.2699 | 0
567 | 1 | -13.6474 | 196
568 | 1 | 1.7037 | 0
569 | 1 | -20.2091 | 375
570 | 1 | -14.7527 | 412
571 | 1 | -1.4446 | 0
572 | 1 | -1.0546 | 126
573 | 1 | -15.464 | 0
574 | 1 | -12.4945 | 0
575 | 1 | -18.2369 | 0
576 | 1 | -2.999 | 0
577 | 1 | -16.8069 | 0
578 | 1 | -10.4908 | 30
579 | 1 | -16.7577 | 71
580 | 1 | 4.081 | -137.5387
581 | 1 | -2.4856 | 0
582 | 1 | 1.9229 | 0
583 | 1 | -3.0953 | -6
584 | 1 | -12.9458 | 0
585 | 1 | -9.5929 | 0
586 | 1 | -12.0216 | 233
587 | 1 | -5.0869 | 485
588 | 1 | -17.5773 | 0
589 | 1 | -9.5929 | 0
590 | 1 | -15.0856 | 0
591 | 1 | -6.6362 | 0
592 | 1 | -0.46335 | 3
593 |  |  | 0
594 | 1 | -14.9825 | 106
595 | 1 | -10.7325 | 0
596 | 1 | -6.3299 | 0
597 | 1 | -3.0026 | 109
598 | 1 | -13.5244 | 0
599 | 1 | -3.6916 | 4
600 | 1 | -15.2232 | 0
601 | 1 | -11.7774 | 224
602 | 1 | -16.792 | 30
603 | 1 | -13.5244 | 0
604 | 1 | -10.9509 | 0
605 | 1 | -2.0421 | 0
606 | 1 | 15.6504 | 0
607 | 1 | -17.6455 | 0
608 | 1 | -16.7316 | 0
609 | 1 | -11.7842 | 0
610 | 1 | -15.7114 | 428
611 | 1 | -17.9205 | 0
612 | 1 | -11.1436 | 256
613 | 1 | -7.0794 | 60
614 | 1 | -12.371 | 24
615 | 1 | 1.3731 | -370.2114
616 | 1 | -6.3781 | 0
617 | 1 | 1.303 | 0
618 | 1 | -2.0232 | 0
619 | 1 | -3.8715 | 8
620 | 1 | -8.4371 | 0
621 | 1 | -10.2746 | 46
622 | 1 | -16.7491 | 0
623 | 1 | -16.6596 | 0
624 | 1 | -2.9303 | 0
625 | 1 | -1.0164 | -130.9936
626 | 1 | -14.0631 | 0
627 | 1 | 2.4649 | 0
628 | 1 | -13.5646 | 90
629 | 1 | -2.5761 | 0
630 | 1 | -0.92783 | 0
631 | 1 | -10.2238 | 0
632 | 1 | -9.2367 | 0
633 | 1 | -5.9408 | 272
634 | 1 | -13.1899 | 0
635 | 1 | -4.2914 | 174
636 | 1 | -16.5301 | 0
637 | 1 | -10.4377 | 0
638 | 1 | -5.2589 | 0
639 | 1 | -2.3698 | 22
640 | 1 | -13.8737 | 35
641 | 1 | 17.6937 | 0
642 | 1 | -11.9345 | 0
643 | 1 | -16.6106 | 0
644 | 1 | -2.8467 | 56
645 | 1 | -14.3642 | 0
646 | 1 | 1.7037 | 0
647 | 1 | -17.9757 | 0
648 | 1 | -13.1393 | 226
649 | 1 | 14.9765 | 29
650 |  |  | 0
651 | 1 | -18.5559 | 0
652 | 1 | -15.3663 | 32
653 | 1 | -20.0764 | 0
654 | 1 | -5.2589 | 0
655 | 1 | -0.0059694 | 22
656 | 1 | 0.013721 | 0
657 | 1 | -3.8225 | 0
658 | 1 | -2.0421 | 0
659 | 1 | -9.9782 | -10
660 | 1 | -13.5244 | 0
661 | 1 | -0.84192 | -71.5349
662 | 1 | -3.9167 | 46
663 |  |  | 0
664 | 1 | -21.1425 | 336.2686
665 | 1 | -14.1403 | 0
666 | 1 | -4.2193 | 21
667 | 1 | -12.2388 | 33
668 | 1 | -3.2891 | 0
669 | 1 | -12.3303 | 180
670 | 1 | -16.2357 | 0
671 | 1 | -18.4438 | 27
672 | 1 | -11.1826 | 0
673 | 1 | -20.8224 | 891
674 | 1 | 6.3725 | 0
675 | 1 | 0.3893 | -65.5429
676 | 1 | -0.85903 | 0
677 | 1 | -16.6091 | 0
678 | 1 | -13.5244 | 0
679 |  |  | 0
680 | 1 | -16.2357 | 0
681 | 1 | -8.8004 | 239
682 | 1 | -2.5109 | 4
683 | 1 | -22.974 | 304
684 | 1 | -16.2009 | -152
685 | 1 | -4.2854 | 80
686 | 1 | -20.3428 | 1035
687 | 1 | -16.3526 | 0
688 | 1 | -8.2113 | 0
689 | 1 | -14.56 | 0
690 | 1 | -16.2357 | 0
691 | 1 | -8.0247 | 0
692 | 1 | 4.9716 | 0
693 | 1 | -14.928 | 0
694 |  |  | 0
695 | 1 | -9.1472 | 0
696 | 1 | -10.2781 | 118
697 | 1 | -1.6931 | 0
698 | 1 | -16.4291 | 9
699 | 1 | -8.0247 | 0
700 | 1 | -17.5592 | 0
701 | 1 | -15.7608 | 0
702 | 1 | -3.5082 | 0
703 |  |  | 0
704 | 1 | -18.5777 | 35
705 | 1 | -0.85903 | 56
706 | 1 | -13.5244 | 0
707 | 1 | -3.1119 | 63
708 | 1 | -12.5804 | 33
709 | 1 | -10.7934 | 0
710 | 1 | -9.2079 | 453
711 | 1 | 3.9906 | 107
712 | 1 | -13.9897 | 55
713 | 1 | -12.5986 | 0
714 |  |  | 0
715 | 1 | -15.6884 | 0
716 | 1 | -4.0649 | 50
717 | 1 | -6.407 | 0
718 | 1 | -13.353 | 65
719 | 1 | -0.49002 | 107
720 | 1 | 1.7802 | 0
721 | 1 | -17.6193 | 0
722 | 1 | -15.0782 | 0
723 | 1 | -14.8709 | 602
724 | 1 | -19.2198 | 392
725 | 1 | 5.8548 | 10
726 | 1 | -2.7421 | 56
727 | 1 | -9.8332 | 0
728 | 1 | -6.9119 | 0
729 | 1 | -25.7865 | 744
730 | 1 | -12.6683 | 37
731 | 1 | -15.5351 | 0
732 | 1 | 17.8653 | 0
733 | 1 | -13.8117 | 87
734 | 1 | -0.62669 | 0
735 | 1 | 12.3047 | 230
736 | 1 | -11.1967 | 19
737 | 1 | -2.9303 | 0
738 | 1 | -10.9511 | 99
739 | 1 | -2.8216 | 31
740 | 1 | -18.3791 | 191
741 | 1 | -4.3035 | 0
742 | 1 | -7.0067 | 33
743 | 1 | -16.843 | 4
744 | 1 | -16.8494 | 31
745 | 1 | -2.657 | 75
746 |  |  | 0
747 | 1 | -1.5236 | 0
748 | 1 | -12.7088 | -18
749 | 1 | -13.5409 | 1
750 | 1 | 1.2836 | 0
751 | 1 | -16.7491 | 50
752 | 1 | -1.7098 | 104
753 | 1 | 4.081 | 0
754 | 1 | -2.6675 | 96
755 | 1 | -4.2876 | 49
756 | 1 | -19.7482 | 30
757 | 1 | -18.5559 | 0
758 | 1 | -15.4235 | 0
759 | 1 | 1.7037 | 0
760 | 1 | 1.1106 | 33
761 | 1 | -4.1714 | 10
762 | 1 | -8.7302 | 52
763 | 1 | -14.1403 | 0
764 | 1 | -13.0829 | 0
765 | 1 | -5.9619 | 291
766 | 1 | -11.1215 | 40
767 | 1 | -12.8554 | 15
768 | 1 | -13.5149 | 28.2425
769 | 1 | -16.5276 | 139
770 | 1 | 17.8653 | 0
771 | 1 | -14.008 | 375
772 | 1 | 1.7644 | 39
773 | 1 | -2.3428 | 0
774 | 1 | -15.8893 | 0
775 | 1 | -14.7884 | 10
776 | 1 | -2.2747 | 111
777 | 1 | -12.352 | 196
778 | 1 | -5.3528 | 120
779 | 1 | -20.3729 | 82
780 | 1 | -13.5918 | 51
781 | 1 | -11.8055 | 519
782 | 1 | -10.9482 | 42
783 | 1 | -3.2522 | 0
784 | 1 | -13.8603 | 145
785 | 1 | 13.5915 | 3
786 | 1 | 1.2833 | 0
787 | 1 | -16.7641 | 98
788 | 1 | -1.2168 | 0
789 | 1 | -16.2677 | 60
790 | 1 | -19.7714 | 0
791 | 1 | -0.65853 | 31
792 | 1 | 16.6981 | 62
793 | 1 | -3.3723 | 46
794 | 1 | 15.008 | 3
795 | 1 | -19.1899 | 285
796 | 1 | 12.6021 | -4
797 | 1 | 12.0102 | 0
798 | 1 | 11.6344 | 0
799 | 1 | -15.6884 | 0
800 | 1 | -17.9848 | 182
801 | 1 | -17.7837 | 87
802 | 1 | 13.9793 | 72
803 | 1 | -16.676 | 0
804 | 1 | 1.3044 | 0
805 | 1 | -17.0926 | 388
806 | 1 | -17.7767 | 71
807 | 1 | -16.0157 | 19
808 | 1 | -16.676 | 0
809 | 1 | 14.2407 | 3
810 | 1 | 11.7591 | 10
811 | 1 | -7.3128 | 39
812 | 1 | -5.2404 | 0
813 | 1 | -17.6455 | 0
814 | 1 | -14.2148 | 80
815 | 1 | 15.0967 | 3
816 | 1 | -18.0167 | 0
817 | 1 | -17.8729 | 0
818 | 1 | -13.4644 | 0
819 | 1 | -17.4708 | 0
820 | 1 | -17.3416 | -4
821 | 1 | -17.8833 | 45
822 | 1 | -3.2869 | 0
823 | 1 | 4.5704 | 2
824 | 1 | -65.0056 | 599
825 | 1 | 10.3448 | 62
826 | 1 | -2.9786 | 0
827 | 1 | -17.6455 | 0
828 | 1 | -6.0258 | 22
829 | 1 | -20.6684 | 19
830 | 1 | -25.1741 | 349
831 | 1 | -5.1542 | 2
832 | 1 | -33.5098 | 287
833 | 1 | -15.6846 | 0
834 | 1 | -5.8558 | 64
835 | 1 | -5.1294 | 0
836 | 1 | 14.6892 | 0
837 | 1 | -17.3051 | 0
838 | 1 | -17.3235 | 0
839 | 1 | -17.815 | 0
840 | 1 | -3.8172 | 7
841 | 1 | -8.1716 | 46
842 | 1 | -15.8043 | 336
843 | 1 | -34.7937 | 615
844 | 1 | 3.388 | 0
845 | 1 | -4.6183 | 22
846 | 1 | -3.1335 | 0
847 | 1 | 1.6185 | 17
848 | 1 | -107.7868 | 542

## res_line
| p_from_mw | q_from_mvar | p_to_mw | q_to_mvar | pl_mw | ql_mvar | i_from_ka | i_to_ka | i_ka | vm_from_pu | va_from_degree | vm_to_pu | va_to_degree | loading_percent
0 | -125.7686 | 0 | 125.7686 | 0 | 0 | 0 | 0.18153 | 0.18153 | 0.18153 | 1 | -14.0631 | 1 | -13.3547 | 6.0524
1 | -94.2314 | 0 | 94.2314 | 0 | 0 | 0 | 0.13601 | 0.13601 | 0.13601 | 1 | -14.0631 | 1 | -13.7917 | 4.3465
2 | -178.2396 | 0 | 178.2396 | 0 | 0 | 0 | 0.25727 | 0.25727 | 0.25727 | 1 | -14.3642 | 1 | -13.3547 | 16.0866
3 | -198.7604 | 0 | 198.7604 | 0 | 0 | 0 | 0.28689 | 0.28689 | 0.28689 | 1 | -14.3642 | 1 | -13.7917 | 17.9387
4 | 65.0898 | 0 | -65.0898 | 0 | 0 | 0 | 0.13665 | 0.13665 | 0.13665 | 1 | -18.5559 | 1 | -18.7591 | 8.2392
5 | 109.1302 | 0 | -109.1302 | 0 | 0 | 0 | 0.22911 | 0.22911 | 0.22911 | 1 | -18.5559 | 1 | -19.464 | 13.8139
6 | -55.7231 | 0 | 55.7231 | 0 | 0 | 0 | 0.11699 | 0.11699 | 0.11699 | 1 | -18.5559 | 1 | -17.8729 | 10.3575
7 | -113.1682 | 0 | 113.1682 | 0 | 0 | 0 | 0.23759 | 0.23759 | 0.23759 | 1 | -18.5559 | 1 | -17.815 | 14.8515
8 | -87.3287 | 0 | 87.3287 | 0 | 0 | 0 | 0.18334 | 0.18334 | 0.18334 | 1 | -18.5559 | 1 | -17.9757 | 14.6771
9 | 311.8281 | 0 | -311.8281 | 0 | 0 | 0 | 0.65467 | 0.65467 | 0.65467 | 1 | -3.2869 | 1 | -4.6497 | 58.2856
10 | -318.8281 | 0 | 318.8281 | 0 | 0 | 0 | 0.66937 | 0.66937 | 0.66937 | 1 | -3.2869 | 1 | -2.5761 | 41.841
11 | 28.4358 | 0 | -28.4358 | 0 | 0 | 0 | 0.041044 | 0.041044 | 0.041044 | 1 | -12.1902 | 1 | -12.5057 | 2.5664
12 | 93.9566 | 0 | -93.9566 | 0 | 0 | 0 | 0.13561 | 0.13561 | 0.13561 | 1 | -12.1902 | 1 | -12.9853 | 8.4798
13 | 340.0951 | 0 | -340.0951 | 0 | 0 | 0 | 0.49089 | 0.49089 | 0.49089 | 1 | -8.7272 | 1 | -12.5057 | 30.6945
14 | 456.4679 | 0 | -456.4679 | 0 | 0 | 0 | 0.65885 | 0.65885 | 0.65885 | 1 | -8.7272 | 1 | -12.5904 | 41.1975
15 | -439.9791 | 0 | 439.9791 | 0 | 0 | 0 | 0.63506 | 0.63506 | 0.63506 | 1 | -14.2656 | 1 | -12.4945 | 25.1993
16 | 328.4662 | 0 | -328.4662 | 0 | 0 | 0 | 0.4741 | 0.4741 | 0.4741 | 1 | -14.2656 | 1 | -15.0241 | 18.8125
17 | -590.5092 | 0 | 590.5092 | 0 | 0 | 0 | 0.85233 | 0.85233 | 0.85233 | 1 | -14.8716 | 1 | -12.4945 | 33.4377
18 | 198.022 | 0 | -198.022 | 0 | 0 | 0 | 0.28582 | 0.28582 | 0.28582 | 1 | -14.8716 | 1 | -15.3288 | 11.213
19 | -90.7633 | 0 | 90.7633 | 0 | 0 | 0 | 0.13101 | 0.13101 | 0.13101 | 1 | -13.1972 | 1 | -12.8535 | 4.094
20 | 39.7633 | 0 | -39.7633 | 0 | 0 | 0 | 0.057393 | 0.057393 | 0.057393 | 1 | -13.1972 | 1 | -13.3547 | 1.7936
21 | 227.4596 | 0 | -227.4596 | 0 | 0 | 0 | 0.47754 | 0.47754 | 0.47754 | 1 | -19.0917 | 1 | -19.7714 | 22.3438
22 | -227.4596 | 0 | 227.4596 | 0 | 0 | 0 | 0.47754 | 0.47754 | 0.47754 | 1 | -19.0917 | 1 | -18.1158 | 15.8952
23 | 253.7062 | 0 | -253.7062 | 0 | 0 | 0 | 0.53264 | 0.53264 | 0.53264 | 1 | -17.3697 | 1 | -18.0167 | 25.3706
24 | 246.2049 | 0 | -246.2049 | 0 | 0 | 0 | 0.5169 | 0.5169 | 0.5169 | 1 | -17.2778 | 1 | -17.9043 | 23.5828
25 | -944.9819 | 0 | 944.9819 | 0 | 0 | 0 | 1.364 | 1.364 | 1.364 | 1 | -15.76 | 1 | -14.3366 | 31.9467
26 | -944.9819 | 0 | 944.9819 | 0 | 0 | 0 | 1.364 | 1.364 | 1.364 | 1 | -15.76 | 1 | -14.3366 | 31.9467
27 | 540.0237 | 0 | -540.0237 | 0 | 0 | 0 | 0.77946 | 0.77946 | 0.77946 | 1 | -15.76 | 1 | -16.3526 | 31.5803
28 | 541.4374 | 0 | -541.4374 | 0 | 0 | 0 | 0.7815 | 0.7815 | 0.7815 | 1 | -15.76 | 1 | -16.3526 | 31.0102
29 | -81.3982 | 0 | 81.3982 | 0 | 0 | 0 | 0.11749 | 0.11749 | 0.11749 | 1 | -15.76 | 1 | -15.6127 | 4.662
30 | -2.0101 | 0 | 2.0101 | 0 | 0 | 0 | 0.0029014 | 0.0029014 | 0.0029014 | 1 | -15.76 | 1 | -15.7564 | 0.11513
31 | -298.8087 | 0 | 298.8087 | 0 | 0 | 0 | 0.62734 | 0.62734 | 0.62734 | 1 | -17.9205 | 1 | -16.6596 | 39.2137
32 | -316.9511 | 0 | 316.9511 | 0 | 0 | 0 | 0.66542 | 0.66542 | 0.66542 | 1 | -17.9205 | 1 | -17.2095 | 50.875
33 | -128.2401 | 0 | 128.2401 | 0 | 0 | 0 | 0.26923 | 0.26923 | 0.26923 | 1 | -17.198 | 1 | -16.6596 | 19.3716
34 | 0 | 0 | 0 | 0 | 0 | 0 | 0 | 0 | 0 | 1 | -20.0764 | 1 | -20.0764 | 0
35 | 0 | 0 | 0 | 0 | 0 | 0 | 0 | 0 | 0 | 1 | -18.9984 | 1 | -18.9984 | 0
36 | 0 | 0 | 0 | 0 | 0 | 0 | 0 | 0 | 0 | 1 | -17.5283 | 1 | -17.5283 | 0
37 | -74.0971 | 0 | 74.0971 | 0 | 0 | 0 | 0.15556 | 0.15556 | 0.15556 | 1 | -12.2699 | 1 | -11.9345 | 9.724
38 | -74.0971 | 0 | 74.0971 | 0 | 0 | 0 | 0.15556 | 0.15556 | 0.15556 | 1 | -12.2699 | 1 | -11.9345 | 9.724
39 | 61.6067 | 0 | -61.6067 | 0 | 0 | 0 | 0.12934 | 0.12934 | 0.12934 | 1 | -12.2699 | 1 | -12.8027 | 8.0849
40 | 53.5876 | 0 | -53.5876 | 0 | 0 | 0 | 0.1125 | 0.1125 | 0.1125 | 1 | -12.2699 | 1 | -13.0132 | 8.3993
41 | -43.8613 | 0 | 43.8613 | 0 | 0 | 0 | 0.063308 | 0.063308 | 0.063308 | 1 | -0.8516 | 1 | -0.76239 | 1.5537
42 | -58.5922 | 0 | 58.5922 | 0 | 0 | 0 | 0.084571 | 0.084571 | 0.084571 | 1 | -0.8516 | 1 | -0.6338 | 2.0537
43 | -53.5717 | 0 | 53.5717 | 0 | 0 | 0 | 0.077324 | 0.077324 | 0.077324 | 1 | -0.8516 | 1 | -0.50602 | 1.8032
44 | 411.8198 | 0 | -411.8198 | 0 | 0 | 0 | 0.59441 | 0.59441 | 0.59441 | 1 | -0.8516 | 1 | -3.5082 | 13.8613
45 | -25.0317 | 0 | 25.0317 | 0 | 0 | 0 | 0.052553 | 0.052553 | 0.052553 | 1 | -3.0284 | 1 | -2.9303 | 3.285
46 | -25.0317 | 0 | 25.0317 | 0 | 0 | 0 | 0.052553 | 0.052553 | 0.052553 | 1 | -3.0284 | 1 | -2.9303 | 3.285
47 | 0.063337 | 0 | -0.063337 | 0 | 0 | 0 | 0.00013297 | 0.00013297 | 0.00013297 | 1 | -3.0284 | 1 | -3.0285 | 0.0085707
48 | -25.1407 | 0 | 25.1407 | 0 | 0 | 0 | 0.052782 | 0.052782 | 0.052782 | 1 | -12.9415 | 1 | -12.8027 | 3.2993
49 | -53.2645 | 0 | 53.2645 | 0 | 0 | 0 | 0.11183 | 0.11183 | 0.11183 | 1 | -12.9415 | 1 | -12.5986 | 6.9901
50 | -59.7047 | 0 | 59.7047 | 0 | 0 | 0 | 0.12535 | 0.12535 | 0.12535 | 1 | -12.9415 | 1 | -12.5986 | 7.8353
51 | -273.8902 | 0 | 273.8902 | 0 | 0 | 0 | 0.57502 | 0.57502 | 0.57502 | 1 | -12.9415 | 1 | -10.9444 | 35.9436
52 | -21.5241 | 0 | 21.5241 | 0 | 0 | 0 | 0.045189 | 0.045189 | 0.045189 | 1 | 17.6937 | 1 | 17.8653 | 4.0008
53 | -21.58 | 0 | 21.58 | 0 | 0 | 0 | 0.045306 | 0.045306 | 0.045306 | 1 | 17.6937 | 1 | 17.8653 | 4.0111
54 | 499.1812 | 0 | -499.1812 | 0 | 0 | 0 | 1.048 | 1.048 | 1.048 | 1 | 17.6937 | 1 | 15.6504 | 40.9165
55 | 137.4076 | 0 | -137.4076 | 0 | 0 | 0 | 0.19833 | 0.19833 | 0.19833 | 1 | 18.9896 | 1 | 18.5849 | 7.1904
56 | 136.2475 | 0 | -136.2475 | 0 | 0 | 0 | 0.19666 | 0.19666 | 0.19666 | 1 | 18.9896 | 1 | 18.5841 | 7.1296
57 | 421.4119 | 0 | -421.4119 | 0 | 0 | 0 | 0.60826 | 0.60826 | 0.60826 | 1 | -0.62669 | 1 | -0.64939 | 43.0012
58 | 422.2572 | 0 | -422.2572 | 0 | 0 | 0 | 0.60948 | 0.60948 | 0.60948 | 1 | -0.62669 | 1 | -0.64774 | 16.823
59 | 644.0312 | 0 | -644.0312 | 0 | 0 | 0 | 0.92958 | 0.92958 | 0.92958 | 1 | -6.6362 | 1 | -10.7934 | 23.2923
60 | 644.0312 | 0 | -644.0312 | 0 | 0 | 0 | 0.92958 | 0.92958 | 0.92958 | 1 | -6.6362 | 1 | -10.7934 | 23.2923
61 | -590.8058 | 0 | 590.8058 | 0 | 0 | 0 | 0.85275 | 0.85275 | 0.85275 | 1 | -6.6362 | 1 | -3.6096 | 21.3673
62 | -177.6601 | 0 | 177.6601 | 0 | 0 | 0 | 0.25643 | 0.25643 | 0.25643 | 1 | -10.5975 | 1 | -10.4667 | 5.9798
63 | 135.6601 | 0 | -135.6601 | 0 | 0 | 0 | 0.19581 | 0.19581 | 0.19581 | 1 | -10.5975 | 1 | -10.7934 | 4.5661
64 | 44.2474 | 0 | -44.2474 | 0 | 0 | 0 | 0.092895 | 0.092895 | 0.092895 | 1 | -2.0232 | 1 | -2.2041 | 7.1482
65 | 44.4619 | 0 | -44.4619 | 0 | 0 | 0 | 0.093346 | 0.093346 | 0.093346 | 1 | -2.0232 | 1 | -2.241 | 7.1829
66 | -164.0518 | 0 | 164.0518 | 0 | 0 | 0 | 0.34442 | 0.34442 | 0.34442 | 1 | -2.0232 | 1 | -0.25388 | 16.1151
67 | 0.34244 | 0 | -0.34244 | 0 | 0 | 0 | 0.00049427 | 0.00049427 | 0.00049427 | 1 | -2.0241 | 1 | -2.0264 | 0.015957
68 | 141.3489 | 0 | -141.3489 | 0 | 0 | 0 | 0.29676 | 0.29676 | 0.29676 | 1 | -3.9967 | 1 | -4.6548 | 18.7714
69 | 116.3215 | 0 | -116.3215 | 0 | 0 | 0 | 0.24421 | 0.24421 | 0.24421 | 1 | -3.9967 | 1 | -4.3035 | 15.5302
70 | -306.6704 | 0 | 306.6704 | 0 | 0 | 0 | 0.64384 | 0.64384 | 0.64384 | 1 | -3.9967 | 1 | -2.8821 | 33.1536
71 | -418.4637 | 0 | 418.4637 | 0 | 0 | 0 | 0.604 | 0.604 | 0.604 | 1 | -1.2742 | 1 | 1.7037 | 31.0894
72 | -418.4637 | 0 | 418.4637 | 0 | 0 | 0 | 0.604 | 0.604 | 0.604 | 1 | -1.2742 | 1 | 1.7037 | 31.0894
73 | -201.4871 | 0 | 201.4871 | 0 | 0 | 0 | 0.42301 | 0.42301 | 0.42301 | 1 | -18.5415 | 1 | -18.1681 | 21.7824
74 | 83.3029 | 0 | -83.3029 | 0 | 0 | 0 | 0.17489 | 0.17489 | 0.17489 | 1 | -18.5415 | 1 | -18.6599 | 9.0057
75 | -244.424 | 0 | 244.424 | 0 | 0 | 0 | 0.51316 | 0.51316 | 0.51316 | 1 | -18.7811 | 1 | -18.3328 | 26.4242
76 | -83.3029 | 0 | 83.3029 | 0 | 0 | 0 | 0.17489 | 0.17489 | 0.17489 | 1 | -18.7811 | 1 | -18.6599 | 9.0057
77 | -255.6632 | 0 | 255.6632 | 0 | 0 | 0 | 0.53675 | 0.53675 | 0.53675 | 1 | -4.6497 | 1 | -3.4332 | 33.9526
78 | 162.8411 | 0 | -162.8411 | 0 | 0 | 0 | 0.34188 | 0.34188 | 0.34188 | 1 | -4.6497 | 1 | -5.2019 | 32.6335
79 | 102.1821 | 0 | -102.1821 | 0 | 0 | 0 | 0.21453 | 0.21453 | 0.21453 | 1 | -4.6497 | 1 | -5.006 | 26.8195
80 | 535.5783 | 0 | -535.5783 | 0 | 0 | 0 | 1.1244 | 1.1244 | 1.1244 | 1 | -4.6497 | 1 | -5.0088 | 70.2859
81 | 563.9678 | 0 | -563.9678 | 0 | 0 | 0 | 1.184 | 1.184 | 1.184 | 1 | -4.6497 | 1 | -5.0278 | 74.0115
82 | 101.5357 | 0 | -101.5357 | 0 | 0 | 0 | 0.21317 | 0.21317 | 0.21317 | 1 | -2.954 | 1 | -3.4332 | 9.974
83 | -31.6882 | 0 | 31.6882 | 0 | 0 | 0 | 0.066528 | 0.066528 | 0.066528 | 1 | -2.954 | 1 | -2.9108 | 5.923
84 | 28.2035 | 0 | -28.2035 | 0 | 0 | 0 | 0.059212 | 0.059212 | 0.059212 | 1 | -2.954 | 1 | -2.9757 | 3.7012
85 | 35.7965 | 0 | -35.7965 | 0 | 0 | 0 | 0.075153 | 0.075153 | 0.075153 | 1 | -2.954 | 1 | -2.9816 | 4.6977
86 | -593.5446 | 0 | 593.5446 | 0 | 0 | 0 | 0.85671 | 0.85671 | 0.85671 | 1 | -2.6055 | 1 | -0.45754 | 27.1273
87 | -337.3809 | 0 | 337.3809 | 0 | 0 | 0 | 0.48697 | 0.48697 | 0.48697 | 1 | -2.6055 | 1 | -1.3845 | 15.2592
88 | -15.5537 | 0 | 15.5537 | 0 | 0 | 0 | 0.02245 | 0.02245 | 0.02245 | 1 | -13.5244 | 1 | -13.4644 | 0.70156
89 | -15.5652 | 0 | 15.5652 | 0 | 0 | 0 | 0.022466 | 0.022466 | 0.022466 | 1 | -13.5244 | 1 | -13.4644 | 0.76412
90 | -430.3611 | 0 | 430.3611 | 0 | 0 | 0 | 0.62117 | 0.62117 | 0.62117 | 1 | -13.5244 | 1 | -12.7716 | 19.4119
91 | -430.3611 | 0 | 430.3611 | 0 | 0 | 0 | 0.62117 | 0.62117 | 0.62117 | 1 | -13.5244 | 1 | -12.7716 | 19.4119
92 | 329.1215 | 0 | -329.1215 | 0 | 0 | 0 | 0.47505 | 0.47505 | 0.47505 | 1 | -13.5244 | 1 | -15.3149 | 17.2225
93 | 350.3484 | 0 | -350.3484 | 0 | 0 | 0 | 0.50568 | 0.50568 | 0.50568 | 1 | -13.5244 | 1 | -15.4303 | 18.3333
94 | 535.3481 | 0 | -535.3481 | 0 | 0 | 0 | 0.77271 | 0.77271 | 0.77271 | 1 | -4.0681 | 1 | -6.3299 | 23.9208
95 | 537.2423 | 0 | -537.2423 | 0 | 0 | 0 | 0.77544 | 0.77544 | 0.77544 | 1 | -4.0681 | 1 | -6.3299 | 18.0829
96 | -681.7564 | 0 | 681.7564 | 0 | 0 | 0 | 0.98403 | 0.98403 | 0.98403 | 1 | -4.0681 | 1 | -0.6338 | 22.947
97 | -681.834 | 0 | 681.834 | 0 | 0 | 0 | 0.98414 | 0.98414 | 0.98414 | 1 | -4.0681 | 1 | -0.6338 | 22.9496
98 | -198.4995 | 0 | 198.4995 | 0 | 0 | 0 | 0.41674 | 0.41674 | 0.41674 | 1 | -12.4836 | 1 | -10.6621 | 19.499
99 | -295.9169 | 0 | 295.9169 | 0 | 0 | 0 | 0.62126 | 0.62126 | 0.62126 | 1 | -12.4836 | 1 | -10.9444 | 38.8342
100 | 298.4164 | 0 | -298.4164 | 0 | 0 | 0 | 0.62651 | 0.62651 | 0.62651 | 1 | -12.4836 | 1 | -13.0656 | 43.8203
101 | 152.3621 | 0 | -152.3621 | 0 | 0 | 0 | 0.31988 | 0.31988 | 0.31988 | 1 | -11.5076 | 1 | -11.7842 | 25.4361
102 | 152.6511 | 0 | -152.6511 | 0 | 0 | 0 | 0.32048 | 0.32048 | 0.32048 | 1 | -11.5076 | 1 | -11.7842 | 25.4843
103 | 0 | 0 | 0 | 0 | 0 | 0 | 0 | 0 | 0 | 1 | -16.7491 | 1 | -16.7491 | 0
104 | 0 | 0 | 0 | 0 | 0 | 0 | 0 | 0 | 0 | 1 | -16.2357 | 1 | -16.2357 | 0
105 | 0 | 0 | 0 | 0 | 0 | 0 | 0 | 0 | 0 | 1 | -3.7253 | 1 | -3.7253 | 0
106 | 0 | 0 | 0 | 0 | 0 | 0 | 0 | 0 | 0 | 1 | -3.7253 | 1 | -3.7253 | 0
107 | 0 | 0 | 0 | 0 | 0 | 0 | 0 | 0 | 0 | 1 | -3.7253 | 1 | -3.7253 | 0
108 | 1401.3963 | 0 | -1401.3963 | 0 | 0 | 0 | 2.0227 | 2.0227 | 2.0227 | 1 | -3.7253 | 1 | -5.9896 | 49.1201
109 | 1568.938 | 0 | -1568.938 | 0 | 0 | 0 | 2.2646 | 2.2646 | 2.2646 | 1 | -3.7253 | 1 | -8.5894 | 56.7428
110 | -535.6358 | 0 | 535.6358 | 0 | 0 | 0 | 0.77312 | 0.77312 | 0.77312 | 1 | -3.7253 | 1 | -2.2497 | 29.741
111 | -535.6358 | 0 | 535.6358 | 0 | 0 | 0 | 0.77312 | 0.77312 | 0.77312 | 1 | -3.7253 | 1 | -2.2497 | 29.741
112 | -950.7759 | 0 | 950.7759 | 0 | 0 | 0 | 1.3723 | 1.3723 | 1.3723 | 1 | -3.7253 | 1 | -0.93341 | 32.1425
113 | -956.2867 | 0 | 956.2867 | 0 | 0 | 0 | 1.3803 | 1.3803 | 1.3803 | 1 | -3.7253 | 1 | -0.91723 | 32.3179
114 | -8.5265e-14 | 0 | 8.5265e-14 | 0 | 0 | 0 | 3.7294e-16 | 3.7294e-16 | 3.7294e-16 | 1 | -2.9303 | 1 | -2.9303 | 3.5527e-14
115 | 2.8422e-14 | 0 | -2.8422e-14 | 0 | 0 | 0 | 1.2431e-16 | 1.2431e-16 | 1.2431e-16 | 1 | -2.9303 | 1 | -2.9303 | 1.1842e-14
116 | -453.555 | 0 | 453.555 | 0 | 0 | 0 | 0.65465 | 0.65465 | 0.65465 | 1 | -2.5575 | 1 | -2.0421 | 15.2661
117 | 343.5871 | 0 | -343.5871 | 0 | 0 | 0 | 0.49593 | 0.49593 | 0.49593 | 1 | -2.5575 | 1 | -3.1335 | 14.2096
118 | -456.9932 | 0 | 456.9932 | 0 | 0 | 0 | 0.65961 | 0.65961 | 0.65961 | 1 | -2.5614 | 1 | -2.0421 | 15.3818
119 | 342.8977 | 0 | -342.8977 | 0 | 0 | 0 | 0.49493 | 0.49493 | 0.49493 | 1 | -2.5614 | 1 | -3.1335 | 14.181
120 | 67.3204 | 0 | -67.3204 | 0 | 0 | 0 | 0.14134 | 0.14134 | 0.14134 | 1 | -18.2003 | 1 | -18.7591 | 12.5131
121 | -94.3204 | 0 | 94.3204 | 0 | 0 | 0 | 0.19802 | 0.19802 | 0.19802 | 1 | -18.2003 | 1 | -17.6403 | 17.5317
122 | 1.7025 | 0 | -1.7025 | 0 | 0 | 0 | 0.0035743 | 0.0035743 | 0.0035743 | 1 | -4.2989 | 1 | -4.3035 | 0.25601
123 | 1.9761 | 0 | -1.9761 | 0 | 0 | 0 | 0.0041486 | 0.0041486 | 0.0041486 | 1 | -4.2989 | 1 | -4.3035 | 0.29715
124 | -380.2046 | 0 | 380.2046 | 0 | 0 | 0 | 0.54878 | 0.54878 | 0.54878 | 1 | -3.7116 | 1 | -3.1509 | 19.212
125 | -304.4224 | 0 | 304.4224 | 0 | 0 | 0 | 0.4394 | 0.4394 | 0.4394 | 1 | -3.7116 | 1 | -1.7617 | 15.6919
126 | -3.638e-12 | 0 | 3.638e-12 | 0 | 0 | 0 | 5.251e-15 | 5.251e-15 | 5.251e-15 | 1 | -3.8009 | 1 | -3.8009 | 2.4253e-13
127 | -143.7025 | 0 | 143.7025 | 0 | 0 | 0 | 0.20742 | 0.20742 | 0.20742 | 1 | -3.8342 | 1 | -3.8009 | 9.2532
128 | -607.0301 | 0 | 607.0301 | 0 | 0 | 0 | 0.87617 | 0.87617 | 0.87617 | 1 | -7.3867 | 1 | -3.8009 | 26.3926
129 | -674.6292 | 0 | 674.6292 | 0 | 0 | 0 | 0.97374 | 0.97374 | 0.97374 | 1 | -7.3867 | 1 | -5.0416 | 22.8069
130 | 31.6022 | 0 | -31.6022 | 0 | 0 | 0 | 0.045614 | 0.045614 | 0.045614 | 1 | -13.1091 | 1 | -13.3547 | 1.4254
131 | -138.6022 | 0 | 138.6022 | 0 | 0 | 0 | 0.20005 | 0.20005 | 0.20005 | 1 | -13.1091 | 1 | -12.3644 | 5.7321
132 | -90.7633 | 0 | 90.7633 | 0 | 0 | 0 | 0.13101 | 0.13101 | 0.13101 | 1 | -12.8535 | 1 | -12.3644 | 3.7537
133 | 342.682 | 0 | -342.682 | 0 | 0 | 0 | 0.49462 | 0.49462 | 0.49462 | 1 | -10.4667 | 1 | -10.5129 | 42.8353
134 | 347.1133 | 0 | -347.1133 | 0 | 0 | 0 | 0.50101 | 0.50101 | 0.50101 | 1 | -10.4667 | 1 | -10.5129 | 43.3892
135 | 146.5699 | 0 | -146.5699 | 0 | 0 | 0 | 0.21156 | 0.21156 | 0.21156 | 1 | -10.4667 | 1 | -10.7934 | 16.2675
136 | -220.8808 | 0 | 220.8808 | 0 | 0 | 0 | 0.46373 | 0.46373 | 0.46373 | 1 | -16.6596 | 1 | -15.8713 | 20.0073
137 | -210.168 | 0 | 210.168 | 0 | 0 | 0 | 0.44124 | 0.44124 | 0.44124 | 1 | -16.6596 | 1 | -15.908 | 19.037
138 | -76.9398 | 0 | 76.9398 | 0 | 0 | 0 | 0.16153 | 0.16153 | 0.16153 | 1 | -3.4332 | 1 | -2.637 | 6.116
139 | -77.1877 | 0 | 77.1877 | 0 | 0 | 0 | 0.16205 | 0.16205 | 0.16205 | 1 | -3.4332 | 1 | -2.637 | 5.6137
140 | -944.8798 | 0 | 944.8798 | 0 | 0 | 0 | 1.3638 | 1.3638 | 1.3638 | 1 | -14.3366 | 1 | -12.9458 | 36.4678
141 | -0.10211 | 0 | 0.10211 | 0 | 0 | 0 | 0.00014738 | 0.00014738 | 0.00014738 | 1 | -14.3366 | 1 | -14.3366 | 0.003452
142 | -944.8798 | 0 | 944.8798 | 0 | 0 | 0 | 1.3638 | 1.3638 | 1.3638 | 1 | -14.3366 | 1 | -12.9458 | 36.4678
143 | -0.10211 | 0 | 0.10211 | 0 | 0 | 0 | 0.00014738 | 0.00014738 | 0.00014738 | 1 | -14.3366 | 1 | -14.3366 | 0.003452
144 | 140.1682 | 0 | -140.1682 | 0 | 0 | 0 | 0.29428 | 0.29428 | 0.29428 | 1 | -17.5779 | 1 | -17.815 | 18.3948
145 | 169.3287 | 0 | -169.3287 | 0 | 0 | 0 | 0.3555 | 0.3555 | 0.3555 | 1 | -17.6893 | 1 | -17.9757 | 22.2216
146 | -203.6833 | 0 | 203.6833 | 0 | 0 | 0 | 0.29399 | 0.29399 | 0.29399 | 1 | -17.0425 | 1 | -16.5295 | 9.1873
147 | -188.589 | 0 | 188.589 | 0 | 0 | 0 | 0.2722 | 0.2722 | 0.2722 | 1 | -17.0425 | 1 | -16.5369 | 8.5065
148 | 90.4102 | 0 | -90.4102 | 0 | 0 | 0 | 0.1305 | 0.1305 | 0.1305 | 1 | -17.0425 | 1 | -17.2679 | 4.078
149 | 87.1189 | 0 | -87.1189 | 0 | 0 | 0 | 0.12575 | 0.12575 | 0.12575 | 1 | -17.0425 | 1 | -17.5773 | 3.9296
150 | 37.084 | 0 | -37.084 | 0 | 0 | 0 | 0.053526 | 0.053526 | 0.053526 | 1 | -17.0425 | 1 | -17.2704 | 1.3776
151 | -131.8377 | 0 | 131.8377 | 0 | 0 | 0 | 0.19029 | 0.19029 | 0.19029 | 1 | -17.0425 | 1 | -16.5779 | 5.9467
152 | 0 | 0 | 0 | 0 | 0 | 0 | 0 | 0 | 0 | 1 | -16.6712 | 1 | -16.6712 | 0
153 | 0 | 0 | 0 | 0 | 0 | 0 | 0 | 0 | 0 | 1 | -16.6712 | 1 | -16.6712 | 0
154 | 41.1173 | 0 | -41.1173 | 0 | 0 | 0 | 0.059348 | 0.059348 | 0.059348 | 1 | -16.6712 | 1 | -16.6853 | 4.1786
155 | 14.012 | 0 | -14.012 | 0 | 0 | 0 | 0.020225 | 0.020225 | 0.020225 | 1 | -16.6712 | 1 | -16.676 | 1.424
156 | 14.9697 | 0 | -14.9697 | 0 | 0 | 0 | 0.021607 | 0.021607 | 0.021607 | 1 | -16.6712 | 1 | -16.676 | 1.5213
157 | -170.099 | 0 | 170.099 | 0 | 0 | 0 | 0.24552 | 0.24552 | 0.24552 | 1 | -16.6712 | 1 | -16.5962 | 17.2865
158 | 1676.4737 | 0 | -1676.4737 | 0 | 0 | 0 | 2.4198 | 2.4198 | 2.4198 | 1 | -5.9896 | 1 | -8.4774 | 58.7618
159 | 265.1875 | 0 | -265.1875 | 0 | 0 | 0 | 0.38277 | 0.38277 | 0.38277 | 1 | -2.0421 | 1 | -3.8009 | 9.295
160 | 265.4857 | 0 | -265.4857 | 0 | 0 | 0 | 0.3832 | 0.3832 | 0.3832 | 1 | -2.0421 | 1 | -3.8009 | 9.3055
161 | -833.3632 | 0 | 833.3632 | 0 | 0 | 0 | 1.2029 | 1.2029 | 1.2029 | 1 | -2.0421 | 1 | -1.8034 | 59.9973
162 | -859.1373 | 0 | 859.1373 | 0 | 0 | 0 | 1.2401 | 1.2401 | 1.2401 | 1 | -2.0421 | 1 | -1.8034 | 61.8529
163 | -460.3815 | 0 | 460.3815 | 0 | 0 | 0 | 0.6645 | 0.6645 | 0.6645 | 1 | -2.0421 | 1 | -0.64939 | 20.766
164 | -460.9263 | 0 | 460.9263 | 0 | 0 | 0 | 0.66529 | 0.66529 | 0.66529 | 1 | -2.0421 | 1 | -0.64774 | 20.7905
165 | 559.5583 | 0 | -559.5583 | 0 | 0 | 0 | 0.80765 | 0.80765 | 0.80765 | 1 | -2.0421 | 1 | -2.9405 | 26.0988
166 | 559.5583 | 0 | -559.5583 | 0 | 0 | 0 | 0.80765 | 0.80765 | 0.80765 | 1 | -2.0421 | 1 | -2.9405 | 28.2748
167 | -756.3794 | 0 | 756.3794 | 0 | 0 | 0 | 1.0917 | 1.0917 | 1.0917 | 1 | -11.9017 | 1 | -10.7325 | 28.4033
168 | 756.3794 | 0 | -756.3794 | 0 | 0 | 0 | 1.0917 | 1.0917 | 1.0917 | 1 | -11.9017 | 1 | -12.9418 | 34.9044
169 | 395.9244 | 0 | -395.9244 | 0 | 0 | 0 | 0.57147 | 0.57147 | 0.57147 | 1 | -2.6447 | 1 | -7.1481 | 22.6761
170 | 315.4934 | 0 | -315.4934 | 0 | 0 | 0 | 0.45538 | 0.45538 | 0.45538 | 1 | -2.6447 | 1 | -5.0623 | 14.2306
171 | 822.9666 | 0 | -822.9666 | 0 | 0 | 0 | 1.1879 | 1.1879 | 1.1879 | 1 | -2.6447 | 1 | -5.2589 | 41.585
172 | 10 | 0 | -10 | 0 | 0 | 0 | 0.014434 | 0.014434 | 0.014434 | 1 | -3.8637 | 1 | -3.9403 | 0.45106
173 | 459.6952 | 0 | -459.6952 | 0 | 0 | 0 | 0.66351 | 0.66351 | 0.66351 | 1 | -3.8637 | 1 | -5.2589 | 23.2287
174 | -469.6952 | 0 | 469.6952 | 0 | 0 | 0 | 0.67795 | 0.67795 | 0.67795 | 1 | -3.8637 | 1 | -3.5082 | 15.8093
175 | -23.3931 | 0 | 23.3931 | 0 | 0 | 0 | 0.049113 | 0.049113 | 0.049113 | 1 | -11.9345 | 1 | -11.7842 | 2.2979
176 | -157.8012 | 0 | 157.8012 | 0 | 0 | 0 | 0.3313 | 0.3313 | 0.3313 | 1 | -11.9345 | 1 | -9.549 | 15.7801
177 | 259.2227 | 0 | -259.2227 | 0 | 0 | 0 | 0.37416 | 0.37416 | 0.37416 | 1 | -13.319 | 1 | -13.4868 | 11.6925
178 | 126.8962 | 0 | -126.8962 | 0 | 0 | 0 | 0.18316 | 0.18316 | 0.18316 | 1 | -13.319 | 1 | -13.4644 | 5.7238
179 | -227.9115 | 0 | 227.9115 | 0 | 0 | 0 | 0.32896 | 0.32896 | 0.32896 | 1 | -13.319 | 1 | -12.4945 | 10.2802
180 | -494.3147 | 0 | 494.3147 | 0 | 0 | 0 | 0.71348 | 0.71348 | 0.71348 | 1 | -13.319 | 1 | -10.7431 | 22.2966
181 | 77.5175 | 0 | -77.5175 | 0 | 0 | 0 | 0.11189 | 0.11189 | 0.11189 | 1 | -13.319 | 1 | -14.1403 | 8.8389
182 | 171.5899 | 0 | -171.5899 | 0 | 0 | 0 | 0.24767 | 0.24767 | 0.24767 | 1 | -13.319 | 1 | -14.928 | 19.5656
183 | 132.4102 | 0 | -132.4102 | 0 | 0 | 0 | 0.27799 | 0.27799 | 0.27799 | 1 | -18.7591 | 1 | -19.464 | 16.7608
184 | 0 | 0 | 0 | 0 | 0 | 0
185 | 0 | 0 | 0 | 0 | 0 | 0
186 | 660.6996 | 0 | -660.6996 | 0 | 0 | 0 | 0.95364 | 0.95364 | 0.95364 | 1 | 4.9716 | 1 | 2.8592 | 24.8104
187 | 963.5529 | 0 | -963.5529 | 0 | 0 | 0 | 1.3908 | 1.3908 | 1.3908 | 1 | 4.9716 | 1 | 1.8882 | 36.183
188 | -45.7773 | 0 | 45.7773 | 0 | 0 | 0 | 0.066074 | 0.066074 | 0.066074 | 1 | -13.4868 | 1 | -13.4644 | 2.0648
189 | 332.5917 | 0 | -332.5917 | 0 | 0 | 0 | 0.48005 | 0.48005 | 0.48005 | 1 | -3.8009 | 1 | -5.0416 | 15.5127
190 | 0 | 0 | 0 | 0 | 0 | 0 | 0 | 0 | 0 | 1 | -13.3568 | 1 | -13.3568 | 0
191 | 1.1369e-13 | 0 | -1.1369e-13 | 0 | 0 | 0 | 1.6409e-16 | 1.6409e-16 | 1.6409e-16 | 1 | -0.43566 | 1 | -0.43566 | 7.3017e-15
192 | 1.1369e-13 | 0 | -1.1369e-13 | 0 | 0 | 0 | 1.6409e-16 | 1.6409e-16 | 1.6409e-16 | 1 | -0.43566 | 1 | -0.43566 | 7.2366e-15
193 | 250.3879 | 0 | -250.3879 | 0 | 0 | 0 | 0.3614 | 0.3614 | 0.3614 | 1 | -9.9923 | 1 | -10.8555 | 22.7006
194 | 250.6252 | 0 | -250.6252 | 0 | 0 | 0 | 0.36175 | 0.36175 | 0.36175 | 1 | -9.9923 | 1 | -10.8549 | 11.3047
195 | 328.9919 | 0 | -328.9919 | 0 | 0 | 0 | 0.47486 | 0.47486 | 0.47486 | 1 | -9.9923 | 1 | -11.0963 | 18.8426
196 | 262.9652 | 0 | -262.9652 | 0 | 0 | 0 | 0.37956 | 0.37956 | 0.37956 | 1 | -9.9923 | 1 | -11.4687 | 24.6222
197 | -225.8057 | 0 | 225.8057 | 0 | 0 | 0 | 0.32592 | 0.32592 | 0.32592 | 1 | -9.9923 | 1 | -9.1472 | 12.9327
198 | -49.1657 | 0 | 49.1657 | 0 | 0 | 0 | 0.070965 | 0.070965 | 0.070965 | 1 | -9.9923 | 1 | -9.8747 | 2.8159
199 | -206.8391 | 0 | 206.8391 | 0 | 0 | 0 | 0.29855 | 0.29855 | 0.29855 | 1 | -9.9923 | 1 | -9.5929 | 11.8465
200 | 412.3688 | 0 | -412.3688 | 0 | 0 | 0 | 0.5952 | 0.5952 | 0.5952 | 1 | 0.44469 | 1 | -0.031866 | 21.9579
201 | 1033.9687 | 0 | -1033.9687 | 0 | 0 | 0 | 1.4924 | 1.4924 | 1.4924 | 1 | 0.44469 | 1 | -0.94039 | 38.4089
202 | -1553.2384 | 0 | 1553.2384 | 0 | 0 | 0 | 2.2419 | 2.2419 | 2.2419 | 1 | 0.44469 | 1 | 3.895 | 46.7843
203 | 690.242 | 0 | -690.242 | 0 | 0 | 0 | 0.99628 | 0.99628 | 0.99628 | 1 | 1.3044 | 1 | 0.52014 | 28.2077
204 | 770.3233 | 0 | -770.3233 | 0 | 0 | 0 | 1.1119 | 1.1119 | 1.1119 | 1 | 1.3044 | 1 | -0.45754 | 34.267
205 | -1460.6643 | 0 | 1460.6643 | 0 | 0 | 0 | 2.1083 | 2.1083 | 2.1083 | 1 | 1.3044 | 1 | 4.549 | 43.9959
206 | 375.6002 | 0 | -375.6002 | 0 | 0 | 0 | 0.54213 | 0.54213 | 0.54213 | 1 | -1.9803 | 1 | -3.6096 | 15.5335
207 | 375.7987 | 0 | -375.7987 | 0 | 0 | 0 | 0.54242 | 0.54242 | 0.54242 | 1 | -1.9803 | 1 | -3.6096 | 15.5417
208 | -375.8147 | 0 | 375.8147 | 0 | 0 | 0 | 0.54244 | 0.54244 | 0.54244 | 1 | -1.9803 | 1 | -0.93147 | 15.5424
209 | -375.5842 | 0 | 375.5842 | 0 | 0 | 0 | 0.54211 | 0.54211 | 0.54211 | 1 | -1.9803 | 1 | -0.93147 | 15.5328
210 | -52.1113 | 0 | 52.1113 | 0 | 0 | 0 | 0.10941 | 0.10941 | 0.10941 | 1 | -16.7274 | 1 | -16.6106 | 12.9953
211 | -52.1113 | 0 | 52.1113 | 0 | 0 | 0 | 0.10941 | 0.10941 | 0.10941 | 1 | -16.7274 | 1 | -16.6106 | 12.2327
212 | 17.2225 | 0 | -17.2225 | 0 | 0 | 0 | 0.036158 | 0.036158 | 0.036158 | 1 | -16.7274 | 1 | -16.7412 | 2.3432
213 | 0 | 0 | 0 | 0 | 0 | 0 | 0 | 0 | 0 | 1 | -8.0247 | 1 | -8.0247 | 0
214 | -10 | 0 | 10 | 0 | 0 | 0 | 0.014434 | 0.014434 | 0.014434 | 1 | -3.9988 | 1 | -3.9403 | 0.45106
215 | -315.4934 | 0 | 315.4934 | 0 | 0 | 0 | 0.45538 | 0.45538 | 0.45538 | 1 | -6.9157 | 1 | -5.0623 | 14.2306
216 | 315.4934 | 0 | -315.4934 | 0 | 0 | 0 | 0.45538 | 0.45538 | 0.45538 | 1 | -6.9157 | 1 | -8.0247 | 14.2306
217 | -913.4625 | 0 | 913.4625 | 0 | 0 | 0 | 1.3185 | 1.3185 | 1.3185 | 1 | -12.4945 | 1 | -11.0578 | 41.2026
218 | -254.6979 | 0 | 254.6979 | 0 | 0 | 0 | 0.36762 | 0.36762 | 0.36762 | 1 | -12.4945 | 1 | -11.196 | 14.5875
219 | -235.2394 | 0 | 235.2394 | 0 | 0 | 0 | 0.33954 | 0.33954 | 0.33954 | 1 | -12.4945 | 1 | -11.2907 | 13.473
220 | 252.7015 | 0 | -252.7015 | 0 | 0 | 0 | 0.36474 | 0.36474 | 0.36474 | 1 | 0.52014 | 1 | -1.8274 | 22.5224
221 | 348.4542 | 0 | -348.4542 | 0 | 0 | 0 | 0.50295 | 0.50295 | 0.50295 | 1 | 0.52014 | 1 | -0.45754 | 19.3478
222 | 191.1177 | 0 | -191.1177 | 0 | 0 | 0 | 0.27585 | 0.27585 | 0.27585 | 1 | -0.031866 | 1 | -0.25777 | 8.6206
223 | 673.1193 | 0 | -673.1193 | 0 | 0 | 0 | 0.97156 | 0.97156 | 0.97156 | 1 | -0.031866 | 1 | -3.2564 | 30.3617
224 | -87.0284 | 0 | 87.0284 | 0 | 0 | 0 | 0.18271 | 0.18271 | 0.18271 | 1 | -2.2041 | 1 | -1.2943 | 7.5611
225 | 4.0906 | 0 | -4.0906 | 0 | 0 | 0 | 0.0085881 | 0.0085881 | 0.0085881 | 1 | -2.2041 | 1 | -2.241 | 0.66084
226 | 71.1852 | 0 | -71.1852 | 0 | 0 | 0 | 0.14945 | 0.14945 | 0.14945 | 1 | -2.2041 | 1 | -2.8821 | 9.3419
227 | 0 | 0 | 0 | 0 | 0 | 0 | 0 | 0 | 0 | 1 | -15.5351 | 1 | -15.5351 | 0
228 | 183 | 0 | -183 | 0 | 0 | 0 | 0.3842 | 0.3842 | 0.3842 | 1 | -14.6626 | 1 | -15.0782 | 42.5581
229 | 336 | 0 | -336 | 0 | 0 | 0 | 0.70542 | 0.70542 | 0.70542 | 1 | -14.6626 | 1 | -15.4235 | 78.1395
230 | -70.7849 | 0 | 70.7849 | 0 | 0 | 0 | 0.14861 | 0.14861 | 0.14861 | 1 | -14.6626 | 1 | -13.6623 | 11.4354
231 | 222.4411 | 0 | -222.4411 | 0 | 0 | 0 | 0.46701 | 0.46701 | 0.46701 | 1 | -14.6626 | 1 | -14.968 | 35.9356
232 | -147.8534 | 0 | 147.8534 | 0 | 0 | 0 | 0.31041 | 0.31041 | 0.31041 | 1 | -15.7608 | 1 | -13.6623 | 23.8858
233 | -92.1278 | 0 | 92.1278 | 0 | 0 | 0 | 0.19342 | 0.19342 | 0.19342 | 1 | -15.7608 | 1 | -15.637 | 14.8833
234 | 287.761 | 0 | -287.761 | 0 | 0 | 0 | 0.41535 | 0.41535 | 0.41535 | 1 | -16.3858 | 1 | -16.676 | 17.3037
235 | 254.6979 | 0 | -254.6979 | 0 | 0 | 0 | 0.36762 | 0.36762 | 0.36762 | 1 | -10.0211 | 1 | -11.196 | 14.5875
236 | 275.2394 | 0 | -275.2394 | 0 | 0 | 0 | 0.39727 | 0.39727 | 0.39727 | 1 | -10.0211 | 1 | -11.2907 | 15.764
237 | -259.7471 | 0 | 259.7471 | 0 | 0 | 0 | 0.37491 | 0.37491 | 0.37491 | 1 | -10.0211 | 1 | -9.1472 | 11.7162
238 | -260.1902 | 0 | 260.1902 | 0 | 0 | 0 | 0.37555 | 0.37555 | 0.37555 | 1 | -10.0211 | 1 | -9.1472 | 11.7361
239 | -84.9401 | 0 | 84.9401 | 0 | 0 | 0 | 0.1226 | 0.1226 | 0.1226 | 1 | -13.3547 | 1 | -12.9853 | 4.8648
240 | -175.9451 | 0 | 175.9451 | 0 | 0 | 0 | 0.25395 | 0.25395 | 0.25395 | 1 | -13.3547 | 1 | -12.5904 | 10.077
241 | 328.1137 | 0 | -328.1137 | 0 | 0 | 0 | 0.47359 | 0.47359 | 0.47359 | 1 | -10.5129 | 1 | -12.3644 | 14.7999
242 | 137.6815 | 0 | -137.6815 | 0 | 0 | 0 | 0.19873 | 0.19873 | 0.19873 | 1 | -10.5129 | 1 | -10.7544 | 6.3536
243 | -329.9271 | 0 | 329.9271 | 0 | 0 | 0 | 0.47621 | 0.47621 | 0.47621 | 1 | -12.726 | 1 | -11.0963 | 18.8962
244 | -463.1814 | 0 | 463.1814 | 0 | 0 | 0 | 0.66854 | 0.66854 | 0.66854 | 1 | -12.726 | 1 | -9.2367 | 26.5281
245 | 157.4603 | 0 | -157.4603 | 0 | 0 | 0 | 0.22727 | 0.22727 | 0.22727 | 1 | -12.726 | 1 | -14.1403 | 9.1974
246 | 284.1143 | 0 | -284.1143 | 0 | 0 | 0 | 0.41008 | 0.41008 | 0.41008 | 1 | -12.726 | 1 | -14.928 | 16.5955
247 | 565.0035 | 0 | -565.0035 | 0 | 0 | 0 | 0.81551 | 0.81551 | 0.81551 | 1 | -0.94039 | 1 | -1.64 | 21.2168
248 | 468.9652 | 0 | -468.9652 | 0 | 0 | 0 | 0.67689 | 0.67689 | 0.67689 | 1 | -0.94039 | 1 | -1.3845 | 26.8594
249 | -298.684 | 0 | 298.684 | 0 | 0 | 0 | 0.62707 | 0.62707 | 0.62707 | 1 | -0.53642 | 1 | -0.25388 | 24.746
250 | 325.4608 | 0 | -325.4608 | 0 | 0 | 0 | 0.68329 | 0.68329 | 0.68329 | 1 | -0.53642 | 1 | -2.3777 | 43.2794
251 | 310.9866 | 0 | -310.9866 | 0 | 0 | 0 | 0.6529 | 0.6529 | 0.6529 | 1 | -1.2943 | 1 | -1.336 | 31.701
252 | -248.4993 | 0 | 248.4993 | 0 | 0 | 0 | 0.52171 | 0.52171 | 0.52171 | 1 | 0.27477 | 1 | 0.30552 | 20.2526
253 | -282.6741 | 0 | 282.6741 | 0 | 0 | 0 | 0.59346 | 0.59346 | 0.59346 | 1 | 0.30552 | 1 | 0.53939 | 27.7676
254 | 187.9866 | 0 | -187.9866 | 0 | 0 | 0 | 0.39467 | 0.39467 | 0.39467 | 1 | -1.336 | 1 | -2.3777 | 24.9982
255 | 0 | 0 | 0 | 0 | 0 | 0 | 0 | 0 | 0 | 1 | -2.1648 | 1 | -2.1648 | 0
256 | 2.2737e-13 | 0 | -2.2737e-13 | 0 | 0 | 0 | 4.7736e-16 | 4.7736e-16 | 4.7736e-16 | 1 | -2.1648 | 1 | -2.1648 | 5.1442e-14
257 | -105.8336 | 0 | 105.8336 | 0 | 0 | 0 | 0.22219 | 0.22219 | 0.22219 | 1 | -3.8225 | 1 | -3.6184 | 9.5864
258 | -101.6512 | 0 | 101.6512 | 0 | 0 | 0 | 0.21341 | 0.21341 | 0.21341 | 1 | -3.8225 | 1 | -3.6265 | 9.2075
259 | 93.2424 | 0 | -93.2424 | 0 | 0 | 0 | 0.19576 | 0.19576 | 0.19576 | 1 | -3.8225 | 1 | -3.9656 | 8.4459
260 | 93.2424 | 0 | -93.2424 | 0 | 0 | 0 | 0.19576 | 0.19576 | 0.19576 | 1 | -3.8225 | 1 | -3.9656 | 8.4459
261 | -437.8611 | 0 | 437.8611 | 0 | 0 | 0 | 0.632 | 0.632 | 0.632 | 1 | -12.7716 | 1 | -10.7934 | 14.6002
262 | -437.8611 | 0 | 437.8611 | 0 | 0 | 0 | 0.632 | 0.632 | 0.632 | 1 | -12.7716 | 1 | -10.7934 | 14.6002
263 | 0 | 0 | 0 | 0 | 0 | 0 | 0 | 0 | 0 | 1 | 17.4479 | 1 | 17.4479 | 0
264 | -62 | 0 | 62 | 0 | 0 | 0 | 0.13017 | 0.13017 | 0.13017 | 1 | 17.4479 | 1 | 17.8653 | 8.8571
265 | -6 | 0 | 6 | 0 | 0 | 0 | 0.0086603 | 0.0086603 | 0.0086603 | 1 | -3.1335 | 1 | -3.1327 | 0.54545
266 | -131.5572 | 0 | 131.5572 | 0 | 0 | 0 | 0.18989 | 0.18989 | 0.18989 | 1 | 2.8592 | 1 | 3.388 | 4.6602
267 | 792.2568 | 0 | -792.2568 | 0 | 0 | 0 | 1.1435 | 1.1435 | 1.1435 | 1 | 2.8592 | 1 | 2.4085 | 29.43
268 | 1379.3636 | 0 | -1379.3636 | 0 | 0 | 0 | 1.9909 | 1.9909 | 1.9909 | 1 | 1.8882 | 1 | 1.1066 | 51.2394
269 | -415.8107 | 0 | 415.8107 | 0 | 0 | 0 | 0.60017 | 0.60017 | 0.60017 | 1 | 1.8882 | 1 | 3.4289 | 14.7294
270 | -839.306 | 0 | 839.306 | 0 | 0 | 0 | 1.2114 | 1.2114 | 1.2114 | 1 | -10.9509 | 1 | -10.2238 | 35.0149
271 | -839.306 | 0 | 839.306 | 0 | 0 | 0 | 1.2114 | 1.2114 | 1.2114 | 1 | -10.9509 | 1 | -10.2238 | 35.0149
272 | 0 | 0 | 0 | 0 | 0 | 0 | 0 | 0 | 0 | 1 | -10.9509 | 1 | -10.9509 | 0
273 | -273.9804 | 0 | 273.9804 | 0 | 0 | 0 | 0.39546 | 0.39546 | 0.39546 | 1 | -8.4371 | 1 | -7.5396 | 11.8401
274 | -395.9244 | 0 | 395.9244 | 0 | 0 | 0 | 0.57147 | 0.57147 | 0.57147 | 1 | -8.4371 | 1 | -7.1481 | 22.6761
275 | 262.3251 | 0 | -262.3251 | 0 | 0 | 0 | 0.37863 | 0.37863 | 0.37863 | 1 | -8.4371 | 1 | -9.2146 | 15.0243
276 | 355.5797 | 0 | -355.5797 | 0 | 0 | 0 | 0.51324 | 0.51324 | 0.51324 | 1 | -8.4371 | 1 | -9.491 | 20.3654
277 | 271.5533 | 0 | -271.5533 | 0 | 0 | 0 | 0.39195 | 0.39195 | 0.39195 | 1 | 2.4649 | 1 | 1.1066 | 10.1973
278 | -310.5533 | 0 | 310.5533 | 0 | 0 | 0 | 0.44825 | 0.44825 | 0.44825 | 1 | 2.4649 | 1 | 2.8713 | 12.5021
279 | 0 | 0 | 0 | 0 | 0 | 0 | 0 | 0 | 0 | 1 | 11.6344 | 1 | 11.6344 | 0
280 | -2.1828e-11 | 0 | 2.1828e-11 | 0 | 0 | 0 | 4.5827e-14 | 4.5827e-14 | 4.5827e-14 | 1 | 11.6344 | 1 | 11.6344 | 2.1828e-12
281 | 0 | 0 | 0 | 0 | 0 | 0 | 0 | 0 | 0 | 1 | 11.6344 | 1 | 11.6344 | 0
282 | 0 | 0 | 0 | 0 | 0 | 0 | 0 | 0 | 0 | 1 | 11.6344 | 1 | 11.6344 | 0
283 | 0 | 0 | 0 | 0 | 0 | 0 | 0 | 0 | 0 | 1 | 11.6344 | 1 | 11.6344 | 0
284 | 0 | 0 | 0 | 0 | 0 | 0 | 0 | 0 | 0 | 1 | 11.6344 | 1 | 11.6344 | 0
285 | 0 | 0 | 0 | 0 | 0 | 0 | 0 | 0 | 0 | 1 | 11.6344 | 1 | 11.6344 | 0
286 | -2.9104e-11 | 0 | 2.9104e-11 | 0 | 0 | 0 | 6.1102e-14 | 6.1102e-14 | 6.1102e-14 | 1 | 11.6344 | 1 | 11.6344 | 1.5318e-11
287 | 166.6952 | 0 | -166.6952 | 0 | 0 | 0 | 0.2406 | 0.2406 | 0.2406 | 1 | -16.5301 | 1 | -16.6091 | 10.4185
288 | 166.6952 | 0 | -166.6952 | 0 | 0 | 0 | 0.2406 | 0.2406 | 0.2406 | 1 | -16.5301 | 1 | -16.6091 | 10.4185
289 | -342.7397 | 0 | 342.7397 | 0 | 0 | 0 | 0.4947 | 0.4947 | 0.4947 | 1 | -16.5301 | 1 | -16.3526 | 21.5967
290 | -342.7397 | 0 | 342.7397 | 0 | 0 | 0 | 0.4947 | 0.4947 | 0.4947 | 1 | -16.5301 | 1 | -16.3526 | 21.5967
291 | 0 | 0 | 0 | 0 | 0 | 0
292 | -487.8146 | 0 | 487.8146 | 0 | 0 | 0 | 0.7041 | 0.7041 | 0.7041 | 1 | -1.241 | 1 | 0 | 15.7461
293 | 90.7431 | 0 | -90.7431 | 0 | 0 | 0 | 0.13098 | 0.13098 | 0.13098 | 1 | -1.241 | 1 | -1.4446 | 4.1454
294 | 397.0714 | 0 | -397.0714 | 0 | 0 | 0 | 0.57312 | 0.57312 | 0.57312 | 1 | -1.241 | 1 | -1.4243 | 165.4464
295 | -539.796 | 0 | 539.796 | 0 | 0 | 0 | 0.77913 | 0.77913 | 0.77913 | 1 | -1.3822 | 1 | 0 | 17.3512
296 | 27.8674 | 0 | -27.8674 | 0 | 0 | 0 | 0.040223 | 0.040223 | 0.040223 | 1 | -1.3822 | 1 | -1.4446 | 1.2731
297 | 511.9286 | 0 | -511.9286 | 0 | 0 | 0 | 0.73891 | 0.73891 | 0.73891 | 1 | -1.3822 | 1 | -1.6186 | 213.3036
298 | 0 | 0 | 0 | 0 | 0 | 0 | 0 | 0 | 0 | 1 | -11.1826 | 1 | -11.1826 | 0
299 | -19 | 0 | 19 | 0 | 0 | 0 | 0.083103 | 0.083103 | 0.083103 | 1 | -11.1967 | 1 | -11.1826 | 63.3333
300 | 146.3799 | 0 | -146.3799 | 0 | 0 | 0 | 0.30732 | 0.30732 | 0.30732 | 1 | -11.4619 | 1 | -11.7842 | 12.178
301 | -166.3151 | 0 | 166.3151 | 0 | 0 | 0 | 0.24006 | 0.24006 | 0.24006 | 1 | -11.0963 | 1 | -9.5929 | 9.5255
302 | 0 | 0 | 0 | 0 | 0 | 0
303 | 0 | 0 | 0 | 0 | 0 | 0 | 0 | 0 | 0 | 1 | 17.8653 | 1 | 17.8653 | 0
304 | 174.1779 | 0 | -174.1779 | 0 | 0 | 0 | 0.36568 | 0.36568 | 0.36568 | 1 | 14.3538 | 1 | 13.7848 | 18.83
305 | -177.1779 | 0 | 177.1779 | 0 | 0 | 0 | 0.37198 | 0.37198 | 0.37198 | 1 | 14.3538 | 1 | 15.0678 | 17.4045
306 | -106.7613 | 0 | 106.7613 | 0 | 0 | 0 | 0.22414 | 0.22414 | 0.22414 | 1 | 13.7848 | 1 | 14.5684 | 11.5293
307 | 84.8661 | 0 | -84.8661 | 0 | 0 | 0 | 0.17817 | 0.17817 | 0.17817 | 1 | 13.7848 | 1 | 13.6217 | 7.335
308 | 301.6925 | 0 | -301.6925 | 0 | 0 | 0 | 0.63339 | 0.63339 | 0.63339 | 1 | 13.7848 | 1 | 12.4441 | 26.0754
309 | -105.6195 | 0 | 105.6195 | 0 | 0 | 0 | 0.22174 | 0.22174 | 0.22174 | 1 | 13.7848 | 1 | 15.0183 | 11.406
310 | -106.7613 | 0 | 106.7613 | 0 | 0 | 0 | 0.22414 | 0.22414 | 0.22414 | 1 | 14.5684 | 1 | 15.0183 | 10.4668
311 | 262.4415 | 0 | -262.4415 | 0 | 0 | 0 | 0.3788 | 0.3788 | 0.3788 | 1 | 14.3605 | 1 | 13.562 | 11.8698
312 | 0 | 0 | 0 | 0 | 0 | 0
313 | -494.1174 | 0 | 494.1174 | 0 | 0 | 0 | 0.7132 | 0.7132 | 0.7132 | 1 | 0 | 1 | 0.043882 | 16.6314
314 | -64.3258 | 0 | 64.3258 | 0 | 0 | 0 | 0.092846 | 0.092846 | 0.092846 | 1 | 0 | 1 | 0.060812 | 2.0764
315 | 166.6952 | 0 | -166.6952 | 0 | 0 | 0 | 0.2406 | 0.2406 | 0.2406 | 1 | -16.6091 | 1 | -16.676 | 10.4185
316 | 166.6952 | 0 | -166.6952 | 0 | 0 | 0 | 0.2406 | 0.2406 | 0.2406 | 1 | -16.6091 | 1 | -16.676 | 10.4185
317 | 16.6819 | 0 | -16.6819 | 0 | 0 | 0 | 0.035023 | 0.035023 | 0.035023 | 1 | -2.637 | 1 | -2.8242 | 3.1181
318 | -980.8264 | 0 | 980.8264 | 0 | 0 | 0 | 1.4157 | 1.4157 | 1.4157 | 1 | -2.1683 | 1 | -0.50602 | 49.5617
319 | 810.017 | 0 | -810.017 | 0 | 0 | 0 | 1.1692 | 1.1692 | 1.1692 | 1 | -3.0122 | 1 | -6.6753 | 42.5429
320 | 99.0167 | 0 | -99.0167 | 0 | 0 | 0 | 0.14292 | 0.14292 | 0.14292 | 1 | -12.9416 | 1 | -12.9551 | 3.3452
321 | -115.7805 | 0 | 115.7805 | 0 | 0 | 0 | 0.16711 | 0.16711 | 0.16711 | 1 | -12.9416 | 1 | -12.5904 | 5.8505
322 | -131.5572 | 0 | 131.5572 | 0 | 0 | 0 | 0.18989 | 0.18989 | 0.18989 | 1 | 3.388 | 1 | 3.4289 | 4.7476
323 | 483.76 | 0 | -483.76 | 0 | 0 | 0 | 0.69825 | 0.69825 | 0.69825 | 1 | 1.9229 | 1 | 0.088796 | 16.3543
324 | 491.1411 | 0 | -491.1411 | 0 | 0 | 0 | 0.7089 | 0.7089 | 0.7089 | 1 | 1.9229 | 1 | 0.060812 | 16.6038
325 | -248.6833 | 0 | 248.6833 | 0 | 0 | 0 | 0.35894 | 0.35894 | 0.35894 | 1 | -16.5295 | 1 | -14.5163 | 17.4637
326 | 167.8029 | 0 | -167.8029 | 0 | 0 | 0 | 0.2422 | 0.2422 | 0.2422 | 1 | -12.5057 | 1 | -13.4596 | 8.7809
327 | 163.7281 | 0 | -163.7281 | 0 | 0 | 0 | 0.23632 | 0.23632 | 0.23632 | 1 | -12.5057 | 1 | -13.4364 | 14.7769
328 | 0 | 0 | 0 | 0 | 0 | 0 | 0 | 0 | 0 | 1 | -16.2357 | 1 | -16.2357 | 0
329 | -2.2737e-13 | 0 | 2.2737e-13 | 0 | 0 | 0 | 9.945e-16 | 9.945e-16 | 9.945e-16 | 1 | -16.2357 | 1 | -16.2357 | 6.2124e-14
330 | -123.7065 | 0 | 123.7065 | 0 | 0 | 0 | 0.25972 | 0.25972 | 0.25972 | 1 | -16.2357 | 1 | -14.9889 | 23.6081
331 | -128.5296 | 0 | 128.5296 | 0 | 0 | 0 | 0.26984 | 0.26984 | 0.26984 | 1 | -16.2357 | 1 | -14.9319 | 24.5286
332 | 108.4091 | 0 | -108.4091 | 0 | 0 | 0 | 0.2276 | 0.2276 | 0.2276 | 1 | -16.2357 | 1 | -17.1467 | 15.1621
333 | 93.827 | 0 | -93.827 | 0 | 0 | 0 | 0.19699 | 0.19699 | 0.19699 | 1 | -16.2357 | 1 | -17.0226 | 13.1227
334 | -651.9418 | 0 | 651.9418 | 0 | 0 | 0 | 0.941 | 0.941 | 0.941 | 1 | -9.2367 | 1 | -4.7778 | 32.5645
335 | 299.7742 | 0 | -299.7742 | 0 | 0 | 0 | 0.43269 | 0.43269 | 0.43269 | 1 | -9.2367 | 1 | -10.1898 | 27.0554
336 | 310.0329 | 0 | -310.0329 | 0 | 0 | 0 | 0.44749 | 0.44749 | 0.44749 | 1 | -9.2367 | 1 | -10.1089 | 23.0336
337 | 95.1657 | 0 | -95.1657 | 0 | 0 | 0 | 0.13736 | 0.13736 | 0.13736 | 1 | -9.2367 | 1 | -9.8747 | 8.589
338 | -615.2123 | 0 | 615.2123 | 0 | 0 | 0 | 0.88798 | 0.88798 | 0.88798 | 1 | -9.2367 | 1 | -8.2113 | 28.6946
339 | 103.6251 | 0 | -103.6251 | 0 | 0 | 0 | 0.21756 | 0.21756 | 0.21756 | 1 | -15.4841 | 1 | -15.6912 | 27.1982
340 | 69.8737 | 0 | -69.8737 | 0 | 0 | 0 | 0.1467 | 0.1467 | 0.1467 | 1 | -15.4841 | 1 | -15.908 | 8.3282
341 | 181.3749 | 0 | -181.3749 | 0 | 0 | 0 | 0.38079 | 0.38079 | 0.38079 | 1 | -15.4049 | 1 | -15.7674 | 47.605
342 | -126.8611 | 0 | 126.8611 | 0 | 0 | 0 | 0.26634 | 0.26634 | 0.26634 | 1 | -15.4049 | 1 | -14.968 | 20.1048
343 | 67.5479 | 0 | -67.5479 | 0 | 0 | 0 | 0.14181 | 0.14181 | 0.14181 | 1 | -15.4049 | 1 | -15.637 | 10.7049
344 | 170.9278 | 0 | -170.9278 | 0 | 0 | 0 | 0.35886 | 0.35886 | 0.35886 | 1 | -15.9111 | 1 | -16.6106 | 25.7034
345 | 123.8411 | 0 | -123.8411 | 0 | 0 | 0 | 0.26 | 0.26 | 0.26 | 1 | -5.2019 | 1 | -5.2529 | 32.5042
346 | -242.4806 | 0 | 242.4806 | 0 | 0 | 0 | 0.34999 | 0.34999 | 0.34999 | 1 | 2.4085 | 1 | 3.4289 | 8.9311
347 | 1034.7374 | 0 | -1034.7374 | 0 | 0 | 0 | 1.4935 | 1.4935 | 1.4935 | 1 | 2.4085 | 1 | -0.50602 | 34.8279
348 | -66.4328 | 0 | 66.4328 | 0 | 0 | 0 | 0.13947 | 0.13947 | 0.13947 | 1 | -2.999 | 1 | -2.7627 | 9.9899
349 | -66.7662 | 0 | 66.7662 | 0 | 0 | 0 | 0.14017 | 0.14017 | 0.14017 | 1 | -2.999 | 1 | -2.7627 | 23.1025
350 | -269.0055 | 0 | 269.0055 | 0 | 0 | 0 | 0.38828 | 0.38828 | 0.38828 | 1 | -3.1509 | 1 | -2.0264 | 13.8663
351 | 764.7274 | 0 | -764.7274 | 0 | 0 | 0 | 1.1038 | 1.1038 | 1.1038 | 1 | -10.2238 | 1 | -13.4049 | 27.6574
352 | 772.0722 | 0 | -772.0722 | 0 | 0 | 0 | 1.1144 | 1.1144 | 1.1144 | 1 | -10.2238 | 1 | -13.3982 | 27.923
353 | -137.3223 | 0 | 137.3223 | 0 | 0 | 0 | 0.19821 | 0.19821 | 0.19821 | 1 | -16.7204 | 1 | -16.676 | 11.4435
354 | -137.811 | 0 | 137.811 | 0 | 0 | 0 | 0.19891 | 0.19891 | 0.19891 | 1 | -16.7204 | 1 | -16.676 | 11.4842
355 | 12.6124 | 0 | -12.6124 | 0 | 0 | 0 | 0.018204 | 0.018204 | 0.018204 | 1 | -16.7204 | 1 | -16.7316 | 0.78827
356 | 12.7433 | 0 | -12.7433 | 0 | 0 | 0 | 0.018393 | 0.018393 | 0.018393 | 1 | -16.7204 | 1 | -16.7316 | 0.79646
357 | 26.9031 | 0 | -26.9031 | 0 | 0 | 0 | 0.038831 | 0.038831 | 0.038831 | 1 | -16.7204 | 1 | -16.7257 | 1.6814
358 | 26.8744 | 0 | -26.8744 | 0 | 0 | 0 | 0.03879 | 0.03879 | 0.03879 | 1 | -16.7204 | 1 | -16.7258 | 1.6796
359 | 18.5446 | 0 | -18.5446 | 0 | 0 | 0 | 0.038934 | 0.038934 | 0.038934 | 1 | -3.6771 | 1 | -3.7087 | 2.6568
360 | 27.3921 | 0 | -27.3921 | 0 | 0 | 0 | 0.057508 | 0.057508 | 0.057508 | 1 | -3.6771 | 1 | -3.7087 | 4.4252
361 | 133.2576 | 0 | -133.2576 | 0 | 0 | 0 | 0.27977 | 0.27977 | 0.27977 | 1 | -3.6771 | 1 | -3.9656 | 10.5928
362 | 133.2576 | 0 | -133.2576 | 0 | 0 | 0 | 0.27977 | 0.27977 | 0.27977 | 1 | -3.6771 | 1 | -3.9656 | 10.5928
363 | -165.6428 | 0 | 165.6428 | 0 | 0 | 0 | 0.34776 | 0.34776 | 0.34776 | 1 | -3.6771 | 1 | -3.2522 | 12.1796
364 | -150.809 | 0 | 150.809 | 0 | 0 | 0 | 0.31662 | 0.31662 | 0.31662 | 1 | -3.6771 | 1 | -3.2891 | 11.0889
365 | 310.5533 | 0 | -310.5533 | 0 | 0 | 0 | 0.44825 | 0.44825 | 0.44825 | 1 | 3.4289 | 1 | 2.8713 | 12.5021
366 | 715.7042 | 0 | -715.7042 | 0 | 0 | 0 | 1.033 | 1.033 | 1.033 | 1 | -13.3568 | 1 | -15.0856 | 26.5863
367 | 715.7042 | 0 | -715.7042 | 0 | 0 | 0 | 1.033 | 1.033 | 1.033 | 1 | -13.3568 | 1 | -14.6181 | 28.5141
368 | 26.5526 | 0 | -26.5526 | 0 | 0 | 0 | 0.055746 | 0.055746 | 0.055746 | 1 | -2.3411 | 1 | -2.3777 | 4.2896
369 | 125.996 | 0 | -125.996 | 0 | 0 | 0 | 0.26452 | 0.26452 | 0.26452 | 1 | -12.5986 | 1 | -13.0132 | 20.3548
370 | -238.9652 | 0 | 238.9652 | 0 | 0 | 0 | 0.5017 | 0.5017 | 0.5017 | 1 | -12.5986 | 1 | -12.1443 | 38.605
371 | 200.4357 | 0 | -200.4357 | 0 | 0 | 0 | 0.42081 | 0.42081 | 0.42081 | 1 | 1.7802 | 1 | -0.25388 | 45.2451
372 | -305.6925 | 0 | 305.6925 | 0 | 0 | 0 | 0.64179 | 0.64179 | 0.64179 | 1 | 12.0102 | 1 | 12.4441 | 24.4359
373 | -744.9587 | 0 | 744.9587 | 0 | 0 | 0 | 1.0753 | 1.0753 | 1.0753 | 1 | 11.6344 | 1 | 12.4983 | 46.9118
374 | 747.7984 | 0 | -747.7984 | 0 | 0 | 0 | 1.0794 | 1.0794 | 1.0794 | 1 | 11.6344 | 1 | 4.549 | 36.8374
375 | 816.8274 | 0 | -816.8274 | 0 | 0 | 0 | 1.179 | 1.179 | 1.179 | 1 | 11.6344 | 1 | 3.895 | 40.2378
376 | -142.0423 | 0 | 142.0423 | 0 | 0 | 0 | 0.20502 | 0.20502 | 0.20502 | 1 | -13.7917 | 1 | -13.4596 | 6.5518
377 | -150.9496 | 0 | 150.9496 | 0 | 0 | 0 | 0.21788 | 0.21788 | 0.21788 | 1 | -13.7917 | 1 | -13.4364 | 13.6236
378 | -220.2947 | 0 | 220.2947 | 0 | 0 | 0 | 0.4625 | 0.4625 | 0.4625 | 1 | -16.6106 | 1 | -16.1772 | 19.9542
379 | -681.5771 | 0 | 681.5771 | 0 | 0 | 0 | 0.98377 | 0.98377 | 0.98377 | 1 | -3.8449 | 1 | -2.9405 | 27.4387
380 | -681.5771 | 0 | 681.5771 | 0 | 0 | 0 | 0.98377 | 0.98377 | 0.98377 | 1 | -3.8449 | 1 | -2.9405 | 27.4387
381 | 661.2123 | 0 | -661.2123 | 0 | 0 | 0 | 0.95438 | 0.95438 | 0.95438 | 1 | -4.7911 | 1 | -8.2113 | 33.0276
382 | -518.3147 | 0 | 518.3147 | 0 | 0 | 0 | 0.74812 | 0.74812 | 0.74812 | 1 | -10.7431 | 1 | -10.0568 | 23.3791
383 | -1081.4625 | 0 | 1081.4625 | 0 | 0 | 0 | 1.561 | 1.561 | 1.561 | 1 | -11.0578 | 1 | -9.6258 | 48.7804
384 | 72.5152 | 0 | -72.5152 | 0 | 0 | 0 | 0.31717 | 0.31717 | 0.31717 | 1 | 1.3731 | 1 | 1.2836 | 29.8416
385 | 72.7706 | 0 | -72.7706 | 0 | 0 | 0 | 0.31829 | 0.31829 | 0.31829 | 1 | 1.3731 | 1 | 1.2833 | 29.9467
386 | 73.9338 | 0 | -73.9338 | 0 | 0 | 0 | 0.32338 | 0.32338 | 0.32338 | 1 | 1.3731 | 1 | 1.303 | 30.4254
387 | 74.195 | 0 | -74.195 | 0 | 0 | 0 | 0.32452 | 0.32452 | 0.32452 | 1 | 1.3731 | 1 | 1.3028 | 30.5329
388 | 630.5804 | 0 | -630.5804 | 0 | 0 | 0 | 0.91016 | 0.91016 | 0.91016 | 1 | 0.10172 | 1 | 0.050778 | 28.443
389 | 0 | 0 | 0 | 0 | 0 | 0 | 0 | 0 | 0 | 1 | -14.0928 | 1 | -14.0928 | 0
390 | -764.7274 | 0 | 764.7274 | 0 | 0 | 0 | 1.1038 | 1.1038 | 1.1038 | 1 | -14.0928 | 1 | -13.4049 | 25.8441
391 | -772.0722 | 0 | 772.0722 | 0 | 0 | 0 | 1.1144 | 1.1144 | 1.1144 | 1 | -14.0928 | 1 | -13.3982 | 26.0923
392 | 0.10211 | 0 | -0.10211 | 0 | 0 | 0 | 0.00014738 | 0.00014738 | 0.00014738 | 1 | -14.0928 | 1 | -14.0928 | 0.0061291
393 | 0.10211 | 0 | -0.10211 | 0 | 0 | 0 | 0.00014738 | 0.00014738 | 0.00014738 | 1 | -14.0928 | 1 | -14.0928 | 0.0061291
394 | 0 | 0 | 0 | 0 | 0 | 0 | 0 | 0 | 0 | 1 | -13.4049 | 1 | -13.4049 | 0
395 | 0 | 0 | 0 | 0 | 0 | 0 | 0 | 0 | 0 | 1 | -13.3982 | 1 | -13.3982 | 0
396 | 17.0751 | 0 | -17.0751 | 0 | 0 | 0 | 0.024646 | 0.024646 | 0.024646 | 1 | -10.7934 | 1 | -10.8555 | 0.77019
397 | 302.4951 | 0 | -302.4951 | 0 | 0 | 0 | 0.43661 | 0.43661 | 0.43661 | 1 | -10.7934 | 1 | -11.8929 | 13.6443
398 | -222.6887 | 0 | 222.6887 | 0 | 0 | 0 | 0.32142 | 0.32142 | 0.32142 | 1 | -5.0416 | 1 | -4.2544 | 14.9656
399 | -211.5404 | 0 | 211.5404 | 0 | 0 | 0 | 0.44412 | 0.44412 | 0.44412 | 1 | -19.7714 | 1 | -19.464 | 20.78
400 | -127.2517 | 0 | 127.2517 | 0 | 0 | 0 | 0.18367 | 0.18367 | 0.18367 | 1 | -12.3644 | 1 | -11.8929 | 5.7398
401 | 137.6815 | 0 | -137.6815 | 0 | 0 | 0 | 0.19873 | 0.19873 | 0.19873 | 1 | -10.7544 | 1 | -10.8555 | 6.3536
402 | 768.8689 | 0 | -768.8689 | 0 | 0 | 0 | 1.1098 | 1.1098 | 1.1098 | 1 | 18.5849 | 1 | 18.0554 | 23.1169
403 | -631.4612 | 0 | 631.4612 | 0 | 0 | 0 | 0.91144 | 0.91144 | 0.91144 | 1 | 18.5849 | 1 | 24.0442 | 18.9856
404 | 767.7088 | 0 | -767.7088 | 0 | 0 | 0 | 1.1081 | 1.1081 | 1.1081 | 1 | 18.5841 | 1 | 18.0554 | 23.082
405 | -631.4612 | 0 | 631.4612 | 0 | 0 | 0 | 0.91144 | 0.91144 | 0.91144 | 1 | 18.5841 | 1 | 24.0434 | 18.9856
406 | -117.3837 | 0 | 117.3837 | 0 | 0 | 0 | 0.16943 | 0.16943 | 0.16943 | 1 | -14.5163 | 1 | -14.1403 | 6.2873
407 | -117.594 | 0 | 117.594 | 0 | 0 | 0 | 0.16973 | 0.16973 | 0.16973 | 1 | -14.5163 | 1 | -14.1403 | 6.2986
408 | 145.3966 | 0 | -145.3966 | 0 | 0 | 0 | 0.20986 | 0.20986 | 0.20986 | 1 | -14.5163 | 1 | -15.3037 | 6.5761
409 | -47.0245 | 0 | 47.0245 | 0 | 0 | 0 | 0.067874 | 0.067874 | 0.067874 | 1 | 0.043882 | 1 | 0.088796 | 1.5828
410 | -2.9104e-11 | 0 | 2.9104e-11 | 0 | 0 | 0 | 4.2008e-14 | 4.2008e-14 | 4.2008e-14 | 1 | -9.491 | 1 | -9.491 | 8.2681e-12
411 | 262.3251 | 0 | -262.3251 | 0 | 0 | 0 | 0.37863 | 0.37863 | 0.37863 | 1 | -9.2146 | 1 | -9.6258 | 15.0243
412 | 355.5797 | 0 | -355.5797 | 0 | 0 | 0 | 0.51324 | 0.51324 | 0.51324 | 1 | -9.491 | 1 | -10.0568 | 20.3654
413 | -363.4225 | 0 | 363.4225 | 0 | 0 | 0 | 0.76299 | 0.76299 | 0.76299 | 1 | 0.53939 | 1 | 4.711 | 67.5506
414 | 263.1596 | 0 | -263.1596 | 0 | 0 | 0 | 0.37984 | 0.37984 | 0.37984 | 1 | 0.42924 | 1 | -2.0264 | 12.0274
415 | 48.6921 | 0 | -48.6921 | 0 | 0 | 0 | 0.070281 | 0.070281 | 0.070281 | 1 | 1.8834 | 1 | 1.7037 | 1.468
416 | 614.6127 | 0 | -614.6127 | 0 | 0 | 0 | 0.88712 | 0.88712 | 0.88712 | 1 | 1.8834 | 1 | -0.6338 | 19.9679
417 | 49.1834 | 0 | -49.1834 | 0 | 0 | 0 | 0.07099 | 0.07099 | 0.07099 | 1 | 1.8852 | 1 | 1.7037 | 1.6073
418 | 615.0553 | 0 | -615.0553 | 0 | 0 | 0 | 0.88776 | 0.88776 | 0.88776 | 1 | 1.8852 | 1 | -0.6338 | 20.702
419 | 168.3712 | 0 | -168.3712 | 0 | 0 | 0 | 0.35349 | 0.35349 | 0.35349 | 1 | -5.1075 | 1 | -5.2404 | 44.1919
420 | -66.9405 | 0 | 66.9405 | 0 | 0 | 0 | 0.14054 | 0.14054 | 0.14054 | 1 | -5.1075 | 1 | -5.0502 | 17.5697
421 | -450.4306 | 0 | 450.4306 | 0 | 0 | 0 | 0.65014 | 0.65014 | 0.65014 | 1 | -3.9344 | 1 | -3.2564 | 20.3171
422 | -715.7042 | 0 | 715.7042 | 0 | 0 | 0 | 1.033 | 1.033 | 1.033 | 1 | -15.0856 | 1 | -14.6181 | 28.5141
423 | 615.7994 | 0 | -615.7994 | 0 | 0 | 0 | 0.88883 | 0.88883 | 0.88883 | 1 | -15.0856 | 1 | -15.6127 | 35.2692
424 | 783.6089 | 0 | -783.6089 | 0 | 0 | 0 | 1.131 | 1.131 | 1.131 | 1 | -15.0856 | 1 | -15.7564 | 44.8802
425 | 68.9405 | 0 | -68.9405 | 0 | 0 | 0 | 0.14474 | 0.14474 | 0.14474 | 1 | -5.006 | 1 | -5.0502 | 18.0946
426 | -7.9173 | 0 | 7.9173 | 0 | 0 | 0 | 0.016622 | 0.016622 | 0.016622 | 1 | -5.2529 | 1 | -5.2404 | 2.078
427 | 0 | 0 | 0 | 0 | 0 | 0 | 0 | 0 | 0 | 1 | 1.7037 | 1 | 1.7037 | 0
428 | 0 | 0 | 0 | 0 | 0 | 0 | 0 | 0 | 0 | 1 | 4.081 | 1 | 4.081 | 0
429 | -81.8661 | 0 | 81.8661 | 0 | 0 | 0 | 0.17187 | 0.17187 | 0.17187 | 1 | 13.375 | 1 | 13.6217 | 6.8393
430 | 744.9587 | 0 | -744.9587 | 0 | 0 | 0 | 1.0753 | 1.0753 | 1.0753 | 1 | 13.562 | 1 | 12.4984 | 46.9118
431 | -672.9731 | 0 | 672.9731 | 0 | 0 | 0 | 0.97135 | 0.97135 | 0.97135 | 1 | 13.562 | 1 | 15.1283 | 30.4375
432 | -679.5004 | 0 | 679.5004 | 0 | 0 | 0 | 0.98077 | 0.98077 | 0.98077 | 1 | 13.562 | 1 | 15.1435 | 30.7327
433 | 78.889 | 0 | -78.889 | 0 | 0 | 0 | 0.16562 | 0.16562 | 0.16562 | 1 | -13.0132 | 1 | -13.1045 | 13.1701
434 | 10.6946 | 0 | -10.6946 | 0 | 0 | 0 | 0.022453 | 0.022453 | 0.022453 | 1 | -13.0535 | 1 | -13.0656 | 1.4072
435 | 0 | 0 | 0 | 0 | 0 | 0 | 0 | 0 | 0 | 1 | 6.2462 | 1 | 6.2462 | 0
436 | 420.9978 | 0 | -420.9978 | 0 | 0 | 0 | 0.60766 | 0.60766 | 0.60766 | 1 | 5.2534 | 1 | 4.549 | 18.9895
437 | -114.5035 | 0 | 114.5035 | 0 | 0 | 0 | 0.16527 | 0.16527 | 0.16527 | 1 | -2.0264 | 1 | -1.5639 | 5.9022
438 | 21 | 0 | -21 | 0 | 0 | 0 | 0.030311 | 0.030311 | 0.030311 | 1 | -6.3299 | 1 | -6.3781 | 0.94723
439 | 33 | 0 | -33 | 0 | 0 | 0 | 0.047631 | 0.047631 | 0.047631 | 1 | -6.3299 | 1 | -6.407 | 1.4885
440 | 864.9608 | 0 | -864.9608 | 0 | 0 | 0 | 1.2485 | 1.2485 | 1.2485 | 1 | -6.3299 | 1 | -10.0568 | 32.1308
441 | 661.8541 | 0 | -661.8541 | 0 | 0 | 0 | 0.9553 | 0.9553 | 0.9553 | 1 | -6.3299 | 1 | -8.0247 | 24.586
442 | -75.0397 | 0 | 75.0397 | 0 | 0 | 0 | 0.10831 | 0.10831 | 0.10831 | 1 | -18.2053 | 1 | -17.5773 | 3.3847
443 | -110.9284 | 0 | 110.9284 | 0 | 0 | 0 | 0.16011 | 0.16011 | 0.16011 | 1 | -18.2053 | 1 | -17.2704 | 5.0035
444 | -38.9696 | 0 | 38.9696 | 0 | 0 | 0 | 0.056248 | 0.056248 | 0.056248 | 1 | -0.64939 | 1 | -0.43566 | 1.7578
445 | -38.6691 | 0 | 38.6691 | 0 | 0 | 0 | 0.055814 | 0.055814 | 0.055814 | 1 | -0.64774 | 1 | -0.43566 | 1.7442
446 | 300.0374 | 0 | -300.0374 | 0 | 0 | 0 | 0.43307 | 0.43307 | 0.43307 | 1 | -0.43566 | 1 | -2.0783 | 30.2457
447 | 28 | 0 | -28 | 0 | 0 | 0 | 0.040415 | 0.040415 | 0.040415 | 1 | -0.43566 | 1 | -0.53399 | 1.263
448 | 28 | 0 | -28 | 0 | 0 | 0 | 0.040415 | 0.040415 | 0.040415 | 1 | -0.43566 | 1 | -0.53399 | 1.263
449 | 0 | 0 | 0 | 0 | 0 | 0 | 0 | 0 | 0 | 1 | -0.85903 | 1 | -0.85903 | 0
450 | 0 | 0 | 0 | 0 | 0 | 0 | 0 | 0 | 0 | 1 | -0.85903 | 1 | -0.85903 | 0
451 | 274.6428 | 0 | -274.6428 | 0 | 0 | 0 | 0.5766 | 0.5766 | 0.5766 | 1 | -1.7406 | 1 | -3.2522 | 20.1943
452 | 245.809 | 0 | -245.809 | 0 | 0 | 0 | 0.51607 | 0.51607 | 0.51607 | 1 | -1.9338 | 1 | -3.2891 | 18.0742
453 | -436.7356 | 0 | 436.7356 | 0 | 0 | 0 | 0.63037 | 0.63037 | 0.63037 | 1 | -1.4446 | 1 | 0.088796 | 15.3079
454 | -426.8153 | 0 | 426.8153 | 0 | 0 | 0 | 0.61605 | 0.61605 | 0.61605 | 1 | -1.4446 | 1 | 0.060812 | 14.9602
455 | -236.0308 | 0 | 236.0308 | 0 | 0 | 0 | 0.49554 | 0.49554 | 0.49554 | 1 | -5.2404 | 1 | -5.0088 | 61.9503
456 | -218.5153 | 0 | 218.5153 | 0 | 0 | 0 | 0.45876 | 0.45876 | 0.45876 | 1 | -5.2404 | 1 | -5.1677 | 57.3531
457 | -216.8827 | 0 | 216.8827 | 0 | 0 | 0 | 0.31304 | 0.31304 | 0.31304 | 1 | -16.6853 | 1 | -16.6632 | 22.0409
458 | 0 | 0 | 0 | 0 | 0 | 0 | 0 | 0 | 0 | 1 | -19.464 | 1 | -19.464 | 0
459 | -218.589 | 0 | 218.589 | 0 | 0 | 0 | 0.31551 | 0.31551 | 0.31551 | 1 | -16.5369 | 1 | -14.928 | 9.8597
460 | -570.6815 | 0 | 570.6815 | 0 | 0 | 0 | 0.82371 | 0.82371 | 0.82371 | 1 | -9.1472 | 1 | -6.3097 | 29.9728
461 | -810.017 | 0 | 810.017 | 0 | 0 | 0 | 1.1692 | 1.1692 | 1.1692 | 1 | -9.1472 | 1 | -6.6753 | 42.5429
462 | 178.831 | 0 | -178.831 | 0 | 0 | 0 | 0.25812 | 0.25812 | 0.25812 | 1 | -9.1472 | 1 | -9.5929 | 16.7602
463 | 180.3233 | 0 | -180.3233 | 0 | 0 | 0 | 0.26027 | 0.26027 | 0.26027 | 1 | -9.1472 | 1 | -9.5929 | 10.3278
464 | 979.6054 | 0 | -979.6054 | 0 | 0 | 0 | 1.4139 | 1.4139 | 1.4139 | 1 | -10.7325 | 1 | -12.94 | 49.475
465 | 227.2049 | 0 | -227.2049 | 0 | 0 | 0 | 0.47701 | 0.47701 | 0.47701 | 1 | -17.9043 | 1 | -18.1681 | 21.7629
466 | 253.7062 | 0 | -253.7062 | 0 | 0 | 0 | 0.53264 | 0.53264 | 0.53264 | 1 | -18.0167 | 1 | -18.3294 | 24.3014
467 | 90.4102 | 0 | -90.4102 | 0 | 0 | 0 | 0.1305 | 0.1305 | 0.1305 | 1 | -17.2679 | 1 | -17.5773 | 4.078
468 | 52.5025 | 0 | -52.5025 | 0 | 0 | 0 | 0.11023 | 0.11023 | 0.11023 | 1 | -2.4856 | 1 | -2.8821 | 4.5615
469 | 98.0498 | 0 | -98.0498 | 0 | 0 | 0 | 0.20585 | 0.20585 | 0.20585 | 1 | -2.4856 | 1 | -2.7627 | 14.7443
470 | 98.1493 | 0 | -98.1493 | 0 | 0 | 0 | 0.20606 | 0.20606 | 0.20606 | 1 | -2.4856 | 1 | -2.7627 | 24.2944
471 | -33 | 0 | 33 | 0 | 0 | 0 | 0.047631 | 0.047631 | 0.047631 | 1 | -6.4075 | 1 | -6.407 | 1.4885
472 | 0 | 0 | 0 | 0 | 0 | 0 | 0 | 0 | 0 | 1 | -6.4075 | 1 | -6.4075 | 0
473 | 2.9104e-11 | 0 | -2.9104e-11 | 0 | 0 | 0 | 4.2008e-14 | 4.2008e-14 | 4.2008e-14 | 1 | -6.3781 | 1 | -6.3781 | 1.3128e-12
474 | 0 | 0 | 0 | 0 | 0 | 0 | 0 | 0 | 0 | 1 | -6.3781 | 1 | -6.3781 | 0
475 | 0 | 0 | 0 | 0 | 0 | 0 | 0 | 0 | 0 | 1 | -6.407 | 1 | -6.407 | 0
476 | 0 | 0 | 0 | 0 | 0 | 0
477 | 379.6451 | 0 | -379.6451 | 0 | 0 | 0 | 0.54797 | 0.54797 | 0.54797 | 1 | -15.3037 | 1 | -16.5779 | 26.6605
478 | 749.2051 | 0 | -749.2051 | 0 | 0 | 0 | 1.0814 | 1.0814 | 1.0814 | 1 | -0.92783 | 1 | -0.93341 | 45.6276
479 | -1423.3527 | 0 | 1423.3527 | 0 | 0 | 0 | 2.0544 | 2.0544 | 2.0544 | 1 | -0.92783 | 1 | -0.91723 | 86.6841
480 | 289.1629 | 0 | -289.1629 | 0 | 0 | 0 | 0.41737 | 0.41737 | 0.41737 | 1 | -0.92783 | 1 | -0.93147 | 17.6104
481 | 288.9847 | 0 | -288.9847 | 0 | 0 | 0 | 0.41711 | 0.41711 | 0.41711 | 1 | -0.92783 | 1 | -0.93147 | 17.5996
482 | 201.5708 | 0 | -201.5708 | 0 | 0 | 0 | 0.29094 | 0.29094 | 0.29094 | 1 | -0.92775 | 1 | -0.93341 | 6.0605
483 | -374.8221 | 0 | 374.8221 | 0 | 0 | 0 | 0.54101 | 0.54101 | 0.54101 | 1 | -0.92775 | 1 | -0.91723 | 11.2695
484 | 86.6518 | 0 | -86.6518 | 0 | 0 | 0 | 0.12507 | 0.12507 | 0.12507 | 1 | -0.92775 | 1 | -0.93147 | 2.6053
485 | 86.5995 | 0 | -86.5995 | 0 | 0 | 0 | 0.125 | 0.125 | 0.125 | 1 | -0.92775 | 1 | -0.93147 | 2.6037
486 | 0 | 0 | 0 | 0 | 0 | 0 | 0 | 0 | 0 | 1 | -8.2113 | 1 | -8.2113 | 0
487 | 9.8151 | 0 | -9.8151 | 0 | 0 | 0 | 0.014167 | 0.014167 | 0.014167 | 1 | -12.9551 | 1 | -12.9853 | 0.33159
488 | -691.6911 | 0 | 691.6911 | 0 | 0 | 0 | 0.99837 | 0.99837 | 0.99837 | 1 | 15.1283 | 1 | 18.0554 | 32.2316
489 | -689.7824 | 0 | 689.7824 | 0 | 0 | 0 | 0.99562 | 0.99562 | 0.99562 | 1 | 15.1435 | 1 | 18.0554 | 32.1427
490 | -43.8613 | 0 | 43.8613 | 0 | 0 | 0 | 0.063308 | 0.063308 | 0.063308 | 1 | -0.76239 | 1 | -0.6338 | 1.5374
491 | -227.8501 | 0 | 227.8501 | 0 | 0 | 0 | 0.47836 | 0.47836 | 0.47836 | 1 | 15.2564 | 1 | 15.6461 | 21.3944
492 | 224.8501 | 0 | -224.8501 | 0 | 0 | 0 | 0.47206 | 0.47206 | 0.47206 | 1 | 15.2564 | 1 | 15.0183 | 21.9366
493 | -245.9827 | 0 | 245.9827 | 0 | 0 | 0 | 0.35505 | 0.35505 | 0.35505 | 1 | -2.2513 | 1 | -0.45754 | 24.5737
494 | -222.6887 | 0 | 222.6887 | 0 | 0 | 0 | 0.32142 | 0.32142 | 0.32142 | 1 | -4.2544 | 1 | -3.5756 | 15.9177
495 | 273.9804 | 0 | -273.9804 | 0 | 0 | 0 | 0.39546 | 0.39546 | 0.39546 | 1 | -5.2589 | 1 | -7.5396 | 11.8401
496 | 0 | 0 | 0 | 0 | 0 | 0 | 0 | 0 | 0 | 1 | 17.8653 | 1 | 17.8653 | 0
497 | -925.3475 | 0 | 925.3475 | 0 | 0 | 0 | 1.3356 | 1.3356 | 1.3356 | 1 | -9.6258 | 1 | -8.0247 | 34.374
498 | 0 | 0 | 0 | 0 | 0 | 0 | 0 | 0 | 0 | 1 | -17.5773 | 1 | -17.5773 | 0
499 | -73.8444 | 0 | 73.8444 | 0 | 0 | 0 | 0.10659 | 0.10659 | 0.10659 | 1 | -17.2704 | 1 | -17.265 | 6.6647
500 | 264.5153 | 0 | -264.5153 | 0 | 0 | 0 | 0.55534 | 0.55534 | 0.55534 | 1 | -5.0278 | 1 | -5.1677 | 69.4266
501 | 275.251 | 0 | -275.251 | 0 | 0 | 0 | 0.57788 | 0.57788 | 0.57788 | 1 | -0.9126 | 1 | -2.5761 | 39.4342
502 | 135.5835 | 0 | -135.5835 | 0 | 0 | 0 | 0.28465 | 0.28465 | 0.28465 | 1 | -1.7377 | 1 | -2.5761 | 17.7931
503 | -77.6882 | 0 | 77.6882 | 0 | 0 | 0 | 0.1631 | 0.1631 | 0.1631 | 1 | -2.9108 | 1 | -2.8242 | 17.5765
504 | -61.0063 | 0 | 61.0063 | 0 | 0 | 0 | 0.12808 | 0.12808 | 0.12808 | 1 | -2.8242 | 1 | -2.5761 | 8.0061
505 | 125.9998 | 0 | -125.9998 | 0 | 0 | 0 | 0.26453 | 0.26453 | 0.26453 | 1 | -13.2631 | 1 | -13.6623 | 12.3167
506 | 127.6385 | 0 | -127.6385 | 0 | 0 | 0 | 0.26797 | 0.26797 | 0.26797 | 1 | -13.2631 | 1 | -13.6623 | 12.8928
507 | -849.552 | 0 | 849.552 | 0 | 0 | 0 | 1.2262 | 1.2262 | 1.2262 | 1 | -12.9458 | 1 | -12.94 | 28.7205
508 | -632.7945 | 0 | 632.7945 | 0 | 0 | 0 | 0.91336 | 0.91336 | 0.91336 | 1 | -12.9458 | 1 | -12.9418 | 22.18
509 | 122.0187 | 0 | -122.0187 | 0 | 0 | 0 | 0.17612 | 0.17612 | 0.17612 | 1 | -2.0783 | 1 | -2.9405 | 4.125
510 | 122.0187 | 0 | -122.0187 | 0 | 0 | 0 | 0.17612 | 0.17612 | 0.17612 | 1 | -2.0783 | 1 | -2.9405 | 4.125
511 | -55.7231 | 0 | 55.7231 | 0 | 0 | 0 | 0.11699 | 0.11699 | 0.11699 | 1 | -17.8729 | 1 | -17.6463 | 10.1684
512 | 228.1765 | 0 | -228.1765 | 0 | 0 | 0 | 0.47905 | 0.47905 | 0.47905 | 1 | 15.6504 | 1 | 15.0183 | 22.3702
513 | 4.0637 | 0 | -4.0637 | 0 | 0 | 0 | 0.0085317 | 0.0085317 | 0.0085317 | 1 | -17.6455 | 1 | -17.6463 | 0.74156
514 | -54.5404 | 0 | 54.5404 | 0 | 0 | 0 | 0.11451 | 0.11451 | 0.11451 | 1 | -17.6455 | 1 | -17.6403 | 10.1376
515 | -61.5712 | 0 | 61.5712 | 0 | 0 | 0 | 0.12927 | 0.12927 | 0.12927 | 1 | -17.6455 | 1 | -17.5608 | 7.0448
516 | -191.9521 | 0 | 191.9521 | 0 | 0 | 0 | 0.40299 | 0.40299 | 0.40299 | 1 | -17.6455 | 1 | -17.381 | 21.9876
517 | -51.6593 | 0 | 51.6593 | 0 | 0 | 0 | 0.10846 | 0.10846 | 0.10846 | 1 | -17.6463 | 1 | -17.5608 | 9.4269
518 | -148.8607 | 0 | 148.8607 | 0 | 0 | 0 | 0.31253 | 0.31253 | 0.31253 | 1 | -17.6403 | 1 | -17.381 | 27.6693
519 | -247.8073 | 0 | 247.8073 | 0 | 0 | 0 | 0.35768 | 0.35768 | 0.35768 | 1 | -16.5797 | 1 | -16.5779 | 31.6484
520 | -58.5931 | 0 | 58.5931 | 0 | 0 | 0 | 0.084572 | 0.084572 | 0.084572 | 1 | -6.6362 | 1 | -6.4722 | 2.1191
521 | -494.7472 | 0 | 494.7472 | 0 | 0 | 0 | 0.71411 | 0.71411 | 0.71411 | 1 | -1.2742 | 1 | 0.25771 | 14.902
522 | -494.7472 | 0 | 494.7472 | 0 | 0 | 0 | 0.71411 | 0.71411 | 0.71411 | 1 | -1.2742 | 1 | 0.25771 | 14.902
523 | 525.3636 | 0 | -525.3636 | 0 | 0 | 0 | 0.7583 | 0.7583 | 0.7583 | 1 | -7.3867 | 1 | -9.9923 | 24.2103
524 | 517.2957 | 0 | -517.2957 | 0 | 0 | 0 | 0.74665 | 0.74665 | 0.74665 | 1 | -7.3867 | 1 | -9.9923 | 23.8385
525 | -494.7472 | 0 | 494.7472 | 0 | 0 | 0 | 0.71411 | 0.71411 | 0.71411 | 1 | 0.25771 | 1 | 1.7037 | 14.902
526 | -494.7472 | 0 | 494.7472 | 0 | 0 | 0 | 0.71411 | 0.71411 | 0.71411 | 1 | 0.25771 | 1 | 1.7037 | 14.902
527 | 98.1915 | 0 | -98.1915 | 0 | 0 | 0 | 0.14173 | 0.14173 | 0.14173 | 1 | -12.9416 | 1 | -12.9551 | 3.3173
528 | -80.5931 | 0 | 80.5931 | 0 | 0 | 0 | 0.11633 | 0.11633 | 0.11633 | 1 | -3.7959 | 1 | -3.6096 | 2.9148
529 | -118.574 | 0 | 118.574 | 0 | 0 | 0 | 0.17115 | 0.17115 | 0.17115 | 1 | -12.9551 | 1 | -12.5904 | 4.0059
530 | 1214.4031 | 0 | -1214.4031 | 0 | 0 | 0 | 1.7528 | 1.7528 | 1.7528 | 1 | -7.0274 | 1 | -8.5115 | 39.1743
531 | 1197.5817 | 0 | -1197.5817 | 0 | 0 | 0 | 1.7286 | 1.7286 | 1.7286 | 1 | -6.8152 | 1 | -10.7325 | 54.0181
532 | -307.9983 | 0 | 307.9983 | 0 | 0 | 0 | 0.44456 | 0.44456 | 0.44456 | 1 | -1.2742 | 1 | -0.18287 | 13.8926
533 | -307.9983 | 0 | 307.9983 | 0 | 0 | 0 | 0.44456 | 0.44456 | 0.44456 | 1 | -1.2742 | 1 | -0.18287 | 13.8926
534 | -494.2577 | 0 | 494.2577 | 0 | 0 | 0 | 0.7134 | 0.7134 | 0.7134 | 1 | -1.2742 | 1 | 0.47708 | 22.294
535 | -307.9983 | 0 | 307.9983 | 0 | 0 | 0 | 0.44456 | 0.44456 | 0.44456 | 1 | -1.2742 | 1 | -0.18287 | 13.8926
536 | 105.3243 | 0 | -105.3243 | 0 | 0 | 0 | 0.15202 | 0.15202 | 0.15202 | 1 | -13.5244 | 1 | -14.5163 | 7.0687
537 | 106.0469 | 0 | -106.0469 | 0 | 0 | 0 | 0.15307 | 0.15307 | 0.15307 | 1 | -13.5244 | 1 | -14.5163 | 7.1172
538 | 0 | 0 | 0 | 0 | 0 | 0 | 0 | 0 | 0 | 1 | -13.1899 | 1 | -13.1899 | 0
539 | 0 | 0 | 0 | 0 | 0 | 0 | 0 | 0 | 0 | 1 | -13.1919 | 1 | -13.1919 | 0
540 | 152.3522 | 0 | -152.3522 | 0 | 0 | 0 | 0.2199 | 0.2199 | 0.2199 | 1 | -13.1899 | 1 | -14.5163 | 8.7258
541 | -152.3522 | 0 | 152.3522 | 0 | 0 | 0 | 0.2199 | 0.2199 | 0.2199 | 1 | -13.1899 | 1 | -12.9551 | 8.6075
542 | 153.6148 | 0 | -153.6148 | 0 | 0 | 0 | 0.22172 | 0.22172 | 0.22172 | 1 | -13.1919 | 1 | -14.5163 | 7.6463
543 | -153.6148 | 0 | 153.6148 | 0 | 0 | 0 | 0.22172 | 0.22172 | 0.22172 | 1 | -13.1919 | 1 | -12.9551 | 5.1897
544 | 1086.4031 | 0 | -1086.4031 | 0 | 0 | 0 | 1.5681 | 1.5681 | 1.5681 | 1 | -8.5115 | 1 | -10.7325 | 35.0453
545 | -2.3565 | 0 | 2.3565 | 0 | 0 | 0 | 0.0034014 | 0.0034014 | 0.0034014 | 1 | -9.6349 | 1 | -9.6258 | 0.11012
546 | -726.0794 | 0 | 726.0794 | 0 | 0 | 0 | 1.048 | 1.048 | 1.048 | 1 | -12.8332 | 1 | -10.0568 | 53.9435
547 | 0 | 0 | 0 | 0 | 0 | 0 | 0 | 0 | 0 | 1 | -0.18287 | 1 | -0.18287 | 0
548 | 0 | 0 | 0 | 0 | 0 | 0 | 0 | 0 | 0 | 1 | 0.47708 | 1 | 0.47708 | 0
549 | -1.1332e-09 | 0 | 1.1332e-09 | 0 | 0 | 0 | 1.6357e-12 | 1.6357e-12 | 1.6357e-12 | 1 | -0.18287 | 1 | -0.18287 | 4.0778e-11
550 | -307.9983 | 0 | 307.9983 | 0 | 0 | 0 | 0.44456 | 0.44456 | 0.44456 | 1 | -0.18287 | 1 | 0.050778 | 13.8926
551 | -1.1423e-09 | 0 | 1.1423e-09 | 0 | 0 | 0 | 1.6488e-12 | 1.6488e-12 | 1.6488e-12 | 1 | -0.18287 | 1 | -0.18287 | 4.1106e-11
552 | -307.9983 | 0 | 307.9983 | 0 | 0 | 0 | 0.44456 | 0.44456 | 0.44456 | 1 | -0.18287 | 1 | 0.050778 | 13.8926
553 | 553.7836 | 0 | -553.7836 | 0 | 0 | 0 | 0.79932 | 0.79932 | 0.79932 | 1 | 0.47708 | 1 | 0.10172 | 24.979
554 | 3.7253e-09 | 0 | -3.7253e-09 | 0 | 0 | 0 | 5.377e-12 | 5.377e-12 | 5.377e-12 | 1 | -0.18287 | 1 | -0.18287 | 1.3405e-10
555 | -307.9983 | 0 | 307.9983 | 0 | 0 | 0 | 0.44456 | 0.44456 | 0.44456 | 1 | -0.18287 | 1 | 0.050778 | 13.8926
556 | 0 | 0 | 0 | 0 | 0 | 0 | 0 | 0 | 0 | 1 | -11.3272 | 1 | -11.3272 | 0
557 | 0 | 0 | 0 | 0 | 0 | 0 | 0 | 0 | 0 | 1 | -11.0919 | 1 | -11.0919 | 0
558 | 713.3 | 0 | -713.3 | 0 | 0 | 0 | 1.0296 | 1.0296 | 1.0296 | 1 | -11.0919 | 1 | -12.9458 | 36.787
559 | -18 | 0 | 18 | 0 | 0 | 0 | 0.025981 | 0.025981 | 0.025981 | 1 | -12.9416 | 1 | -12.8842 | 1.0309
560 | 373.2484 | 0 | -373.2484 | 0 | 0 | 0 | 0.53874 | 0.53874 | 0.53874 | 1 | -12.9416 | 1 | -15.3037 | 21.3773
561 | -250.2876 | 0 | 250.2876 | 0 | 0 | 0 | 0.52547 | 0.52547 | 0.52547 | 1 | -15.2232 | 1 | -14.7903 | 31.0146
562 | -251.3078 | 0 | 251.3078 | 0 | 0 | 0 | 0.52761 | 0.52761 | 0.52761 | 1 | -15.2232 | 1 | -14.7931 | 31.141
563 | 659.5361 | 0 | -659.5361 | 0 | 0 | 0 | 0.95196 | 0.95196 | 0.95196 | 1 | -1.64 | 1 | -3.5082 | 22.1321
564 | 0 | 0 | 0 | 0 | 0 | 0 | 0 | 0 | 0 | 1 | -12.8842 | 1 | -12.8842 | 0
565 | -291.5954 | 0 | 291.5954 | 0 | 0 | 0 | 0.42088 | 0.42088 | 0.42088 | 1 | -16.5432 | 1 | -16.4478 | 31.7988
566 | 291.5954 | 0 | -291.5954 | 0 | 0 | 0 | 0.42088 | 0.42088 | 0.42088 | 1 | -16.5432 | 1 | -16.7316 | 26.7274
567 | -768.4508 | 0 | 768.4508 | 0 | 0 | 0 | 1.1092 | 1.1092 | 1.1092 | 1 | -2.6447 | 1 | 0.30608 | 25.9612
568 | -765.9337 | 0 | 765.9337 | 0 | 0 | 0 | 1.1055 | 1.1055 | 1.1055 | 1 | -2.6447 | 1 | 0.3087 | 25.8761
569 | -2.4442 | 0 | 2.4442 | 0 | 0 | 0 | 0.0035279 | 0.0035279 | 0.0035279 | 1 | 4.9716 | 1 | 4.9751 | 0.079487
570 | -2.4328 | 0 | 2.4328 | 0 | 0 | 0 | 0.0035114 | 0.0035114 | 0.0035114 | 1 | 4.9716 | 1 | 4.9751 | 0.079115
571 | 291.8681 | 0 | -291.8681 | 0 | 0 | 0 | 0.42128 | 0.42128 | 0.42128 | 1 | 4.9751 | 1 | 4.549 | 9.4916
572 | 736.411 | 0 | -736.411 | 0 | 0 | 0 | 1.0629 | 1.0629 | 1.0629 | 1 | 4.9751 | 1 | 3.895 | 23.9483
573 | 0 | 0 | 0 | 0 | 0 | 0 | 0 | 0 | 0 | 1 | 4.9751 | 1 | 4.9751 | 0
574 | 495.9506 | 0 | -495.9506 | 0 | 0 | 0 | 0.71584 | 0.71584 | 0.71584 | 1 | 6.9394 | 1 | 6.3725 | 25.5513
575 | 495.9522 | 0 | -495.9522 | 0 | 0 | 0 | 0.71585 | 0.71585 | 0.71585 | 1 | 6.3725 | 1 | 1.9229 | 17.8979
576 | 155.0304 | 0 | -155.0304 | 0 | 0 | 0 | 0.32548 | 0.32548 | 0.32548 | 1 | -15.2232 | 1 | -15.6884 | 17.9641
577 | 155.5651 | 0 | -155.5651 | 0 | 0 | 0 | 0.3266 | 0.3266 | 0.3266 | 1 | -15.2232 | 1 | -15.6884 | 16.0376
578 | 0 | 0 | 0 | 0 | 0 | 0 | 0 | 0 | 0 | 1 | -9.2146 | 1 | -9.2146 | 0
579 | 0 | 0 | 0 | 0 | 0 | 0 | 0 | 0 | 0 | 1 | -16.7316 | 1 | -16.7316 | 0
580 | -75.1529 | 0 | 75.1529 | 0 | 0 | 0 | 0.10847 | 0.10847 | 0.10847 | 1 | -18.2053 | 1 | -17.6466 | 3.3898
581 | -75.1477 | 0 | 75.1477 | 0 | 0 | 0 | 0.10847 | 0.10847 | 0.10847 | 1 | -18.2053 | 1 | -17.5773 | 3.3896
582 | -75.1529 | 0 | 75.1529 | 0 | 0 | 0 | 0.10847 | 0.10847 | 0.10847 | 1 | -17.6466 | 1 | -17.5773 | 3.3898
583 | -197.1151 | 0 | 197.1151 | 0 | 0 | 0 | 0.28451 | 0.28451 | 0.28451 | 1 | -17.5773 | 1 | -14.928 | 8.8911
584 | 498.8454 | 0 | -498.8454 | 0 | 0 | 0 | 1.0473 | 1.0473 | 1.0473 | 1 | 17.6937 | 1 | 15.6461 | 40.9898
585 | -1243.5006 | 0 | 1243.5006 | 0 | 0 | 0 | 1.7948 | 1.7948 | 1.7948 | 1 | -7.0274 | 1 | -1.2742 | 37.4548
586 | -1197.4842 | 0 | 1197.4842 | 0 | 0 | 0 | 1.7284 | 1.7284 | 1.7284 | 1 | -6.8152 | 1 | -1.2742 | 36.0688
587 | 54.2735 | 0 | -54.2735 | 0 | 0 | 0 | 0.078337 | 0.078337 | 0.078337 | 1 | -1.2742 | 1 | -1.4259 | 1.6347
588 | 709.9511 | 0 | -709.9511 | 0 | 0 | 0 | 1.0247 | 1.0247 | 1.0247 | 1 | -1.2742 | 1 | -3.2596 | 21.3841
589 | -57.6763 | 0 | 57.6763 | 0 | 0 | 0 | 0.083249 | 0.083249 | 0.083249 | 1 | -16.6159 | 1 | -16.5301 | 1.8605
590 | 0.12709 | 0 | -0.12709 | 0 | 0 | 0 | 0.00018345 | 0.00018345 | 0.00018345 | 1 | -16.6159 | 1 | -16.616 | 0.0040998
591 | -57.4126 | 0 | 57.4126 | 0 | 0 | 0 | 0.082868 | 0.082868 | 0.082868 | 1 | -16.6161 | 1 | -16.5301 | 1.852
592 | -0.12709 | 0 | 0.12709 | 0 | 0 | 0 | 0.00018345 | 0.00018345 | 0.00018345 | 1 | -16.6161 | 1 | -16.616 | 0.0040998
593 | 238.5682 | 0 | -238.5682 | 0 | 0 | 0 | 0.34434 | 0.34434 | 0.34434 | 1 | -3.7116 | 1 | -3.8009 | 8.0652
594 | 314.0827 | 0 | -314.0827 | 0 | 0 | 0 | 0.45334 | 0.45334 | 0.45334 | 1 | -3.7116 | 1 | -3.8009 | 16.1898
595 | 89.0863 | 0 | -89.0863 | 0 | 0 | 0 | 0.12858 | 0.12858 | 0.12858 | 1 | 0.52014 | 1 | 0.42924 | 3.6813
596 | -451.8683 | 0 | 451.8683 | 0 | 0 | 0 | 0.65222 | 0.65222 | 0.65222 | 1 | -0.031866 | 1 | 0.42924 | 18.6722
597 | 2071.5215 | 0 | -2071.5215 | 0 | 0 | 0 | 2.99 | 2.99 | 2.99 | 1 | -10.9509 | 1 | -11.3272 | 78.6753
598 | 713.3 | 0 | -713.3 | 0 | 0 | 0 | 1.0296 | 1.0296 | 1.0296 | 1 | -10.9509 | 1 | -11.0919 | 36.787
599 | 2071.5215 | 0 | -2071.5215 | 0 | 0 | 0 | 2.99 | 2.99 | 2.99 | 1 | -11.3272 | 1 | -13.3568 | 78.6753
600 | 495.9506 | 0 | -495.9506 | 0 | 0 | 0 | 0.71584 | 0.71584 | 0.71584 | 1 | 6.9394 | 1 | 6.3725 | 25.5645
601 | 495.949 | 0 | -495.949 | 0 | 0 | 0 | 0.71584 | 0.71584 | 0.71584 | 1 | 6.3725 | 1 | 1.9229 | 17.8978
602 | 167.3541 | 0 | -167.3541 | 0 | 0 | 0 | 0.35135 | 0.35135 | 0.35135 | 1 | 15.0678 | 1 | 14.6892 | 18.0923
603 | 1082.527 | 0 | -1082.527 | 0 | 0 | 0 | 1.5625 | 1.5625 | 1.5625 | 1 | 16.8152 | 1 | 13.562 | 38.9398
604 | -250.8868 | 0 | 250.8868 | 0 | 0 | 0 | 0.36212 | 0.36212 | 0.36212 | 1 | -13.3568 | 1 | -12.9458 | 8.5046
605 | -99.3208 | 0 | 99.3208 | 0 | 0 | 0 | 0.20852 | 0.20852 | 0.20852 | 1 | 1.7802 | 1 | 2.4048 | 7.6401
606 | -101.115 | 0 | 101.115 | 0 | 0 | 0 | 0.21229 | 0.21229 | 0.21229 | 1 | 1.7802 | 1 | 2.4161 | 7.7781
607 | -405.7554 | 0 | 405.7554 | 0 | 0 | 0 | 0.85187 | 0.85187 | 0.85187 | 1 | 0.9576 | 1 | 2.4048 | 31.212
608 | -401.7379 | 0 | 401.7379 | 0 | 0 | 0 | 0.84343 | 0.84343 | 0.84343 | 1 | 0.95237 | 1 | 2.4161 | 30.9029
609 | -483.1626 | 0 | 483.1626 | 0 | 0 | 0 | 0.69739 | 0.69739 | 0.69739 | 1 | 0.42924 | 1 | 0.42924 | 32.2108
610 | 874.3472 | 0 | -874.3472 | 0 | 0 | 0 | 1.262 | 1.262 | 1.262 | 1 | 13.562 | 1 | 6.3191 | 49.9627
611 | 930.0022 | 0 | -930.0022 | 0 | 0 | 0 | 1.3423 | 1.3423 | 1.3423 | 1 | 13.562 | 1 | 5.8581 | 53.2647
612 | 827.9575 | 0 | -827.9575 | 0 | 0 | 0 | 1.1951 | 1.1951 | 1.1951 | 1 | 6.3191 | 1 | 6.0463 | 63.689
613 | 545.3941 | 0 | -545.3941 | 0 | 0 | 0 | 0.78721 | 0.78721 | 0.78721 | 1 | 5.8581 | 1 | 5.6784 | 41.9534
614 | -168.6459 | 0 | 168.6459 | 0 | 0 | 0 | 0.35406 | 0.35406 | 0.35406 | 1 | 14.6892 | 1 | 15.0183 | 18.232
615 | -46.3897 | 0 | 46.3897 | 0 | 0 | 0 | 0.066958 | 0.066958 | 0.066958 | 1 | 6.2462 | 1 | 6.3191 | 2.6569
616 | -384.6081 | 0 | 384.6081 | 0 | 0 | 0 | 0.55513 | 0.55513 | 0.55513 | 1 | 5.2534 | 1 | 5.8581 | 22.028
617 | 181.3727 | 0 | -181.3727 | 0 | 0 | 0 | 0.38078 | 0.38078 | 0.38078 | 1 | 4.9682 | 1 | 4.711 | 33.5875
618 | 184.0498 | 0 | -184.0498 | 0 | 0 | 0 | 0.3864 | 0.3864 | 0.3864 | 1 | 4.9682 | 1 | 4.711 | 41.8295
619 | 505.0761 | 0 | -505.0761 | 0 | 0 | 0 | 1.0604 | 1.0604 | 1.0604 | 1 | 4.9682 | 1 | 2.4048 | 38.852
620 | 502.8529 | 0 | -502.8529 | 0 | 0 | 0 | 1.0557 | 1.0557 | 1.0557 | 1 | 4.9682 | 1 | 2.4161 | 38.681
621 | 0 | 0 | 0 | 0 | 0 | 0 | 0 | 0 | 0 | 1 | -6.3299 | 1 | -6.3299 | 0
622 | -764.2246 | 0 | 764.2246 | 0 | 0 | 0 | 1.1031 | 1.1031 | 1.1031 | 1 | -6.3299 | 1 | -3.2596 | 23.0188

## res_trafo
| p_hv_mw | q_hv_mvar | p_lv_mw | q_lv_mvar | pl_mw | ql_mvar | i_hv_ka | i_lv_ka | vm_hv_pu | va_hv_degree | vm_lv_pu | va_lv_degree | loading_percent
0 | 0 | 0 | 0 | 0 | 0 | 0 | 0 | 0 | 1 | -14.0631 | 1 | -14.0631 | 0
1 | 0 | 0 | 0 | 0 | 0 | 0 | 0 | 0 | 1 | -14.3642 | 1 | -14.3642 | 0
2 | 0 | 0 | 0 | 0 | 0 | 0 | 0 | 0 | 1 | -18.5559 | 1 | -18.5559 | 0
3 | 0 | 0 | 0 | 0 | 0 | 0 | 0 | 0 | 1 | -18.5559 | 1 | -18.5559 | 0
4 | 82 | 0 | -82 | 0 | 0 | 0 | 0.17216 | 0.35866 | 1 | -18.5559 | 1 | -20.3729 | 38.6792
5 | 3.5527e-15 | 0 | -3.5527e-15 | 0 | 0 | 0 | 7.4588e-18 | 6.2156e-17 | 1 | -3.2869 | 1 | -3.2869 | 2.6316e-15
6 | 7.1054e-15 | 0 | -7.1054e-15 | 0 | 0 | 0 | 1.4918e-17 | 1.2431e-16 | 1 | -3.2869 | 1 | -3.2869 | 5.2633e-15
7 | 3.5527e-15 | 0 | -3.5527e-15 | 0 | 0 | 0 | 7.4588e-18 | 6.2156e-17 | 1 | -3.2869 | 1 | -3.2869 | 4.2804e-15
8 | 3.5 | 0 | -3.5 | 0 | 0 | 0 | 0.0073481 | 0.061234 | 1 | -3.2869 | 1 | -3.8172 | 3.5714
9 | 3.5 | 0 | -3.5 | 0 | 0 | 0 | 0.0073481 | 0.061234 | 1 | -3.2869 | 1 | -3.8172 | 3.5714
10 | -101.3924 | 0 | 101.3924 | 0 | 0 | 0 | 0.14635 | 0.44348 | 1 | -12.1902 | 1 | -10.4377 | 36.4721
11 | 101.3924 | 0 | -101.3924 | 0 | 0 | 0 | 0.14635 | 0.44348 | 1 | -8.7272 | 1 | -10.4377 | 36.87
12 | 16.5129 | 0 | -16.5129 | 0 | 0 | 0 | 0.023834 | 0.072225 | 1 | -14.2656 | 1 | -14.56 | 6.1159
13 | -16.5129 | 0 | 16.5129 | 0 | 0 | 0 | 0.023834 | 0.072225 | 1 | -14.8716 | 1 | -14.56 | 6.4756
14 | 25.5459 | 0 | -25.5459 | 0 | 0 | 0 | 0.036872 | 0.11173 | 1 | -13.1972 | 1 | -13.5918 | 9.1892
15 | 25.4541 | 0 | -25.4541 | 0 | 0 | 0 | 0.03674 | 0.11133 | 1 | -13.1972 | 1 | -13.5918 | 9.1892
16 | 103.5983 | 0 | -103.5983 | 0 | 0 | 0 | 0.2175 | 0.45313 | 1 | -17.3697 | 1 | -19.2198 | 37.2656
17 | 102.4803 | 0 | -102.4803 | 0 | 0 | 0 | 0.21515 | 0.44824 | 1 | -17.3697 | 1 | -19.2198 | 37.2656
18 | -0.30017 | 0 | 0.30017 | 0 | 0 | 0 | 0.0006302 | 0.0052517 | 1 | -17.3697 | 1 | -17.3235 | 0.27539
19 | -0.42357 | 0 | 0.42357 | 0 | 0 | 0 | 0.00088926 | 0.0074105 | 1 | -17.3697 | 1 | -17.3051 | 0.38506
20 | 88.9878 | 0 | -88.9878 | 0 | 0 | 0 | 0.18683 | 0.38922 | 1 | -17.2778 | 1 | -19.2198 | 42.1743
21 | 0.30017 | 0 | -0.30017 | 0 | 0 | 0 | 0.0006302 | 0.0052517 | 1 | -17.2778 | 1 | -17.3235 | 0.27289
22 | 0.1779 | 0 | -0.1779 | 0 | 0 | 0 | 0.0003735 | 0.0031125 | 1 | -17.2778 | 1 | -17.3051 | 0.16321
23 | 0.24567 | 0 | -0.24567 | 0 | 0 | 0 | 0.00051576 | 0.004298 | 1 | -17.2778 | 1 | -17.3051 | 0.24567
24 | 459.0611 | 0 | -459.0611 | 0 | 0 | 0 | 0.6626 | 0.96378 | 1 | -15.76 | 1 | -17.3697 | 56.1886
25 | 432.85 | 0 | -432.85 | 0 | 0 | 0 | 0.62477 | 0.90875 | 1 | -15.76 | 1 | -17.2778 | 52.9804
26 | 444.1055 | 0 | -444.1055 | 0 | 0 | 0 | 0.93238 | 1.9425 | 1 | -17.9205 | 1 | -25.7865 | 172.1339
27 | -18.7133 | 0 | 18.7133 | 0 | 0 | 0 | 0.039288 | 0.08185 | 1 | -17.9205 | 1 | -17.5592 | 7.7972
28 | 0 | 0 | 0 | 0 | 0 | 0 | 0 | 0 | 1 | -17.9205 | 1 | -17.9205 | 0
29 | 18.7133 | 0 | -18.7133 | 0 | 0 | 0 | 0.039288 | 0.08185 | 1 | -17.198 | 1 | -17.5592 | 7.7972
30 | 299.8945 | 0 | -299.8945 | 0 | 0 | 0 | 0.62962 | 1.3117 | 1 | -20.0764 | 1 | -25.7865 | 124.956
31 | 0 | 0 | 0 | 0 | 0 | 0 | 0 | 0 | 1 | -20.0764 | 1 | -20.0764 | 0
32 | -299.8945 | 0 | 299.8945 | 0 | 0 | 0 | 0.43286 | 0.62962 | 1 | -18.9984 | 1 | -17.9205 | 37.6279
33 | 299.8945 | 0 | -299.8945 | 0 | 0 | 0 | 0.43286 | 0.62962 | 1 | -18.9984 | 1 | -20.0764 | 37.6279
34 | 109.5268 | 0 | -109.5268 | 0 | 0 | 0 | 0.15809 | 0.22995 | 1 | -17.5283 | 1 | -17.9205 | 13.6908
35 | -109.5268 | 0 | 109.5268 | 0 | 0 | 0 | 0.15809 | 0.22995 | 1 | -17.5283 | 1 | -17.198 | 11.5291
36 | 15.8622 | 0 | -15.8622 | 0 | 0 | 0 | 0.033302 | 0.069379 | 1 | -12.2699 | 1 | -12.5804 | 6.6092
37 | 17.1378 | 0 | -17.1378 | 0 | 0 | 0 | 0.03598 | 0.074958 | 1 | -12.2699 | 1 | -12.5804 | 6.2776
38 | 0 | 0 | 0 | 0 | 0 | 0 | 0 | 0 | 1 | -12.2699 | 1 | -12.2699 | 0
39 | 0 | 0 | 0 | 0 | 0 | 0 | 0 | 0 | 1 | -12.2699 | 1 | -12.2699 | 0
40 | 52.3768 | 0 | -52.3768 | 0 | 0 | 0 | 0.075599 | 0.22909 | 1 | -0.8516 | 1 | -1.7098 | 18.8406
41 | 51.6232 | 0 | -51.6232 | 0 | 0 | 0 | 0.074512 | 0.22579 | 1 | -0.8516 | 1 | -1.7098 | 18.8406
42 | 16.6667 | 0 | -16.6667 | 0 | 0 | 0 | 0.034991 | 0.072898 | 1 | -3.0284 | 1 | -3.3433 | 6.3857
43 | 16.6667 | 0 | -16.6667 | 0 | 0 | 0 | 0.034991 | 0.072898 | 1 | -3.0284 | 1 | -3.3433 | 6.3857
44 | 16.6667 | 0 | -16.6667 | 0 | 0 | 0 | 0.034991 | 0.072898 | 1 | -3.0284 | 1 | -3.3433 | 6.3857
45 | 108.9444 | 0 | -108.9444 | 0 | 0 | 0 | 0.22872 | 0.47651 | 1 | -12.9415 | 1 | -14.7527 | 39.0482
46 | 108.9444 | 0 | -108.9444 | 0 | 0 | 0 | 0.22872 | 0.47651 | 1 | -12.9415 | 1 | -14.7527 | 39.0482
47 | 100.3956 | 0 | -100.3956 | 0 | 0 | 0 | 0.21078 | 0.43912 | 1 | -12.9415 | 1 | -14.7527 | 36.1135
48 | 93.7156 | 0 | -93.7156 | 0 | 0 | 0 | 0.19675 | 0.4099 | 1 | -12.9415 | 1 | -14.7527 | 39.0482
49 | 0 | 0 | 0 | 0 | 0 | 0 | 0 | 0 | 1 | 17.6937 | 1 | 17.6937 | 0
50 | 0 | 0 | 0 | 0 | 0 | 0 | 0 | 0 | 1 | 17.6937 | 1 | 17.6937 | 0
51 | 33.4907 | 0 | -33.4907 | 0 | 0 | 0 | 0.070312 | 0.29297 | 1 | 17.6937 | 1 | 16.6981 | 16.0243
52 | 14.2546 | 0 | -14.2546 | 0 | 0 | 0 | 0.029927 | 0.1247 | 1 | 17.6937 | 1 | 16.6981 | 10.3294
53 | 14.2546 | 0 | -14.2546 | 0 | 0 | 0 | 0.029927 | 0.1247 | 1 | 17.6937 | 1 | 16.6981 | 10.3294
54 | 519.3181 | 0 | -519.3181 | 0 | 0 | 0 | 0.74957 | 1.0903 | 1 | 18.9896 | 1 | 17.6937 | 45.2368
55 | 497.6044 | 0 | -497.6044 | 0 | 0 | 0 | 0.71823 | 1.0447 | 1 | 18.9896 | 1 | 17.6937 | 45.2368
56 | 0 | 0 | 0 | 0 | 0 | 0 | 0 | 0 | 1 | -0.62669 | 1 | -0.62669 | 0
57 | 30.0485 | 0 | -30.0485 | 0 | 0 | 0 | 0.043371 | 0.13143 | 1 | -6.6362 | 1 | -7.0794 | 9.6931
58 | 29.9515 | 0 | -29.9515 | 0 | 0 | 0 | 0.043231 | 0.131 | 1 | -6.6362 | 1 | -7.0794 | 9.6931
59 | -5.6843e-14 | 0 | 5.6843e-14 | 0 | 0 | 0 | 8.2046e-17 | 2.4863e-16 | 1 | -6.6362 | 1 | -6.6362 | 1.8396e-14
60 | -5.6843e-14 | 0 | 5.6843e-14 | 0 | 0 | 0 | 8.2046e-17 | 2.4863e-16 | 1 | -6.6362 | 1 | -6.6362 | 2.0521e-14
61 | -5.6843e-14 | 0 | 5.6843e-14 | 0 | 0 | 0 | 8.2046e-17 | 2.4863e-16 | 1 | -6.6362 | 1 | -6.6362 | 2.0595e-14
62 | 21 | 0 | -21 | 0 | 0 | 0 | 0.030311 | 0.091851 | 1 | -10.5975 | 1 | -10.9482 | 7.554
63 | 21 | 0 | -21 | 0 | 0 | 0 | 0.030311 | 0.091851 | 1 | -10.5975 | 1 | -10.9482 | 7.554
64 | -5.9025 | 0 | 5.9025 | 0 | 0 | 0 | 0.0085195 | 0.025817 | 1 | -7.0274 | 1 | -6.9119 | 2.4594
65 | 5.9025 | 0 | -5.9025 | 0 | 0 | 0 | 0.0085195 | 0.025817 | 1 | -6.8152 | 1 | -6.9119 | 2.1232
66 | 37.5 | 0 | -37.5 | 0 | 0 | 0 | 0.07873 | 0.16402 | 1 | -2.0232 | 1 | -2.657 | 13.4409
67 | 37.5 | 0 | -37.5 | 0 | 0 | 0 | 0.07873 | 0.16402 | 1 | -2.0232 | 1 | -2.657 | 13.4409
68 | 0 | 0 | 0 | 0 | 0 | 0 | 0 | 0 | 1 | -2.0232 | 1 | -2.0232 | 0
69 | 0 | 0 | 0 | 0 | 0 | 0 | 0 | 0 | 1 | -2.0232 | 1 | -2.0232 | 0
70 | -0.34244 | 0 | 0.34244 | 0 | 0 | 0 | 0.00049427 | 0.00071894 | 1 | -2.0241 | 1 | -2.0232 | 0.031302
71 | 16.3333 | 0 | -16.3333 | 0 | 0 | 0 | 0.034291 | 0.07144 | 1 | -3.9967 | 1 | -4.2876 | 5.8753
72 | 16.3333 | 0 | -16.3333 | 0 | 0 | 0 | 0.034291 | 0.07144 | 1 | -3.9967 | 1 | -4.2876 | 5.8753
73 | 16.3333 | 0 | -16.3333 | 0 | 0 | 0 | 0.034291 | 0.07144 | 1 | -3.9967 | 1 | -4.2876 | 5.8753
74 | -24.4257 | 0 | 24.4257 | 0 | 0 | 0 | 0.035256 | 0.10683 | 1 | -1.2742 | 1 | -0.84192 | 8.9801
75 | -24.3359 | 0 | 24.3359 | 0 | 0 | 0 | 0.035126 | 0.10644 | 1 | -1.2742 | 1 | -0.84192 | 8.9801
76 | -22.7732 | 0 | 22.7732 | 0 | 0 | 0 | 0.03287 | 0.099607 | 1 | -1.2742 | 1 | -0.84192 | 9.4888
77 | 55.5 | 0 | -55.5 | 0 | 0 | 0 | 0.080107 | 0.24275 | 1 | -1.2742 | 1 | -2.2747 | 20.7865
78 | 55.5 | 0 | -55.5 | 0 | 0 | 0 | 0.080107 | 0.24275 | 1 | -1.2742 | 1 | -2.2747 | 20.7865
79 | -50.8158 | 0 | 50.8158 | 0 | 0 | 0 | 0.10669 | 0.22226 | 1 | -18.5415 | 1 | -17.6193 | 19.3216
80 | -64.2731 | 0 | 64.2731 | 0 | 0 | 0 | 0.13494 | 0.28112 | 1 | -18.7811 | 1 | -17.6193 | 23.4574
81 | 797.078 | 0 | -797.078 | 0 | 0 | 0 | 1.1505 | 1.6734 | 1 | -2.6055 | 1 | -4.6497 | 71.3588
82 | 1 | 0 | -1 | 0 | 0 | 0 | 0.0014434 | 0.0043739 | 1 | -13.5244 | 1 | -13.5409 | 0.36364
83 | 0 | 0 | 0 | 0 | 0 | 0 | 0 | 0 | 1 | -13.5244 | 1 | -13.5244 | 0
84 | 0 | 0 | 0 | 0 | 0 | 0 | 0 | 0 | 1 | -13.5244 | 1 | -13.5244 | 0
85 | 0 | 0 | 0 | 0 | 0 | 0 | 0 | 0 | 1 | -13.5244 | 1 | -13.5244 | 0
86 | 0 | 0 | 0 | 0 | 0 | 0 | 0 | 0 | 1 | -13.5244 | 1 | -13.5244 | 0
87 | 0 | 0 | 0 | 0 | 0 | 0 | 0 | 0 | 1 | -13.5244 | 1 | -13.5244 | 0
88 | 95.2068 | 0 | -95.2068 | 0 | 0 | 0 | 0.13742 | 0.41642 | 1 | -4.0681 | 1 | -5.9619 | 39.6695
89 | 96.5029 | 0 | -96.5029 | 0 | 0 | 0 | 0.13929 | 0.42209 | 1 | -4.0681 | 1 | -5.9619 | 40.2096
90 | 99.2902 | 0 | -99.2902 | 0 | 0 | 0 | 0.14331 | 0.43428 | 1 | -4.0681 | 1 | -5.9619 | 41.3709
91 | 70.4376 | 0 | -70.4376 | 0 | 0 | 0 | 0.14788 | 0.30808 | 1 | -12.4836 | 1 | -13.6474 | 25.2465
92 | 70.4376 | 0 | -70.4376 | 0 | 0 | 0 | 0.14788 | 0.30808 | 1 | -12.4836 | 1 | -13.6474 | 25.2465
93 | 55.1247 | 0 | -55.1247 | 0 | 0 | 0 | 0.11573 | 0.24111 | 1 | -12.4836 | 1 | -13.6474 | 22.9686
94 | 49.3626 | 0 | -49.3626 | 0 | 0 | 0 | 0.10363 | 0.21591 | 1 | -11.5076 | 1 | -12.352 | 17.6927
95 | 49.9654 | 0 | -49.9654 | 0 | 0 | 0 | 0.1049 | 0.21854 | 1 | -11.5076 | 1 | -12.352 | 17.9087
96 | 49.7863 | 0 | -49.7863 | 0 | 0 | 0 | 0.10452 | 0.21776 | 1 | -11.5076 | 1 | -12.352 | 17.9087
97 | 46.8857 | 0 | -46.8857 | 0 | 0 | 0 | 0.098434 | 0.20507 | 1 | -11.5076 | 1 | -12.352 | 17.6927
98 | 250.3879 | 0 | -250.3879 | 0 | 0 | 0 | 0.3614 | 0.52568 | 1 | -10.8555 | 1 | -11.5076 | 22.7625
99 | 250.6252 | 0 | -250.6252 | 0 | 0 | 0 | 0.36175 | 0.52618 | 1 | -10.8549 | 1 | -11.5076 | 22.7841
100 | 0 | 0 | 0 | 0 | 0 | 0 | 0 | 0 | 1 | -3.7253 | 1 | -3.7253 | 0
101 | 8 | 0 | -8 | 0 | 0 | 0 | 0.011547 | 0.034991 | 1 | -3.7253 | 1 | -3.8715 | 3.0303
102 | 58.8084 | 0 | -58.8084 | 0 | 0 | 0 | 0.12347 | 0.25722 | 1 | -2.9303 | 1 | -4.2914 | 27.8713
103 | 58.8084 | 0 | -58.8084 | 0 | 0 | 0 | 0.12347 | 0.25722 | 1 | -2.9303 | 1 | -4.2914 | 27.8713
104 | 56.3833 | 0 | -56.3833 | 0 | 0 | 0 | 0.11837 | 0.24661 | 1 | -2.9303 | 1 | -4.2914 | 28.4764
105 | -1.7053e-13 | 0 | 1.7053e-13 | 0 | 0 | 0 | 3.5802e-16 | 7.4588e-16 | 1 | -2.9303 | 1 | -2.9303 | 6.1122e-14
106 | -1.5632e-13 | 0 | 1.5632e-13 | 0 | 0 | 0 | 3.2819e-16 | 6.8372e-16 | 1 | -2.9303 | 1 | -2.9303 | 8.6844e-14
107 | 109.9679 | 0 | -109.9679 | 0 | 0 | 0 | 0.15872 | 0.23087 | 1 | -2.5575 | 1 | -2.9303 | 13.0139
108 | 114.0955 | 0 | -114.0955 | 0 | 0 | 0 | 0.16468 | 0.23954 | 1 | -2.5614 | 1 | -2.9303 | 12.8776
109 | 13.5 | 0 | -13.5 | 0 | 0 | 0 | 0.028343 | 0.059047 | 1 | -18.2003 | 1 | -18.4438 | 4.8561
110 | 13.5 | 0 | -13.5 | 0 | 0 | 0 | 0.028343 | 0.059047 | 1 | -18.2003 | 1 | -18.4438 | 4.8561
111 | 70.9412 | 0 | -70.9412 | 0 | 0 | 0 | 0.14894 | 0.31029 | 1 | -4.2989 | 1 | -5.9408 | 33.6214
112 | 69.0827 | 0 | -69.0827 | 0 | 0 | 0 | 0.14504 | 0.30216 | 1 | -4.2989 | 1 | -5.9408 | 34.3695
113 | 5.6843e-14 | 0 | -5.6843e-14 | 0 | 0 | 0 | 1.1934e-16 | 2.4863e-16 | 1 | -4.2989 | 1 | -4.2989 | 2.694e-14
114 | 1.4211e-14 | 0 | -1.4211e-14 | 0 | 0 | 0 | 2.9835e-17 | 6.2156e-17 | 1 | -4.2989 | 1 | -4.2989 | 1.1016e-14
115 | 1.4211e-14 | 0 | -1.4211e-14 | 0 | 0 | 0 | 2.9835e-17 | 6.2156e-17 | 1 | -4.2989 | 1 | -4.2989 | 1.1842e-14
116 | 131.9761 | 0 | -131.9761 | 0 | 0 | 0 | 0.19049 | 0.57725 | 1 | -3.7116 | 1 | -5.9408 | 48.5206
117 | 0 | 0 | 0 | 0 | 0 | 0 | 0 | 0 | 1 | -4.2989 | 1 | -4.2989 | 0
118 | 143.7025 | 0 | -143.7025 | 0 | 0 | 0 | 0.20742 | 0.3017 | 1 | -3.8342 | 1 | -4.2989 | 16.2192
119 | 82.2365 | 0 | -82.2365 | 0 | 0 | 0 | 0.1187 | 0.35969 | 1 | -7.3867 | 1 | -8.8004 | 29.3702
120 | 86.275 | 0 | -86.275 | 0 | 0 | 0 | 0.12453 | 0.37736 | 1 | -7.3867 | 1 | -8.8004 | 31.0342
121 | 70.4885 | 0 | -70.4885 | 0 | 0 | 0 | 0.10174 | 0.30831 | 1 | -7.3867 | 1 | -8.8004 | 29.3702
122 | 0 | 0 | 0 | 0 | 0 | 0 | 0 | 0 | 1 | -7.3867 | 1 | -7.3867 | 0
123 | 0 | 0 | 0 | 0 | 0 | 0 | 0 | 0 | 1 | -7.3867 | 1 | -7.3867 | 0
124 | 53.6055 | 0 | -53.6055 | 0 | 0 | 0 | 0.077373 | 0.23446 | 1 | -13.1091 | 1 | -14.1248 | 21.1045
125 | 53.3945 | 0 | -53.3945 | 0 | 0 | 0 | 0.077068 | 0.23354 | 1 | -13.1091 | 1 | -14.1248 | 21.1045
126 | 0 | 0 | 0 | 0 | 0 | 0 | 0 | 0 | 1 | -16.6596 | 1 | -16.6596 | 0
127 | 0 | 0 | 0 | 0 | 0 | 0 | 0 | 0 | 1 | -16.6596 | 1 | -16.6596 | 0
128 | 4 | 0 | -4 | 0 | 0 | 0 | 0.0083978 | 0.017495 | 1 | -16.6596 | 1 | -16.843 | 2.6144
129 | 0 | 0 | 0 | 0 | 0 | 0 | 0 | 0 | 1 | -16.6596 | 1 | -16.6596 | 0
130 | 140.1682 | 0 | -140.1682 | 0 | 0 | 0 | 0.20232 | 0.29428 | 1 | -17.0425 | 1 | -17.5779 | 18.6891
131 | 169.3287 | 0 | -169.3287 | 0 | 0 | 0 | 0.2444 | 0.3555 | 1 | -17.0425 | 1 | -17.6893 | 22.5772
132 | 10.5463 | 0 | -10.5463 | 0 | 0 | 0 | 0.015222 | 0.046128 | 1 | -16.6712 | 1 | -16.8494 | 3.7936
133 | 9.9738 | 0 | -9.9738 | 0 | 0 | 0 | 0.014396 | 0.043624 | 1 | -16.6712 | 1 | -16.8494 | 3.7077
134 | 0 | 0 | 0 | 0 | 0 | 0 | 0 | 0 | 1 | -16.6712 | 1 | -16.6712 | 0
135 | 0 | 0 | 0 | 0 | 0 | 0 | 0 | 0 | 1 | -2.0421 | 1 | -2.0421 | 0
136 | 0 | 0 | 0 | 0 | 0 | 0 | 0 | 0 | 1 | -2.0421 | 1 | -2.0421 | 0
137 | 519 | 0 | -519 | 0 | 0 | 0 | 0.74911 | 2.27 | 1 | -2.0421 | 1 | -11.8055 | 216.25
138 | 0 | 0 | 0 | 0 | 0 | 0 | 0 | 0 | 1 | -2.0421 | 1 | -2.0421 | 0
139 | 0 | 0 | 0 | 0 | 0 | 0 | 0 | 0 | 1 | -11.9345 | 1 | -11.9345 | 0
140 | 0 | 0 | 0 | 0 | 0 | 0 | 0 | 0 | 1 | -11.9345 | 1 | -11.9345 | 0
141 | 17.4522 | 0 | -17.4522 | 0 | 0 | 0 | 0.03664 | 0.076334 | 1 | -11.9345 | 1 | -12.2388 | 6.561
142 | 30.0717 | 0 | -30.0717 | 0 | 0 | 0 | 0.043405 | 0.13153 | 1 | -13.319 | 1 | -13.8117 | 10.8171
143 | 28.4642 | 0 | -28.4642 | 0 | 0 | 0 | 0.041084 | 0.1245 | 1 | -13.319 | 1 | -13.8117 | 10.5815
144 | 28.4642 | 0 | -28.4642 | 0 | 0 | 0 | 0.041084 | 0.1245 | 1 | -13.319 | 1 | -13.8117 | 10.5815
145 | 0 | 0 | 0 | 0 | 0 | 0 | 0 | 0 | 1 | -13.319 | 1 | -13.319 | 0
146 | 0 | 0 | 0 | 0 | 0 | 0 | 0 | 0 | 1 | -13.319 | 1 | -13.319 | 0
147 | 5.6843e-14 | 0 | -5.6843e-14 | 0 | 0 | 0 | 8.2046e-17 | 2.4863e-16 | 1 | 4.9716 | 1 | 4.9716 | 2.2468e-14
148 | 5.6843e-14 | 0 | -5.6843e-14 | 0 | 0 | 0 | 8.2046e-17 | 2.4863e-16 | 1 | 4.9716 | 1 | 4.9716 | 2.3685e-14
149 | 53.5 | 0 | -53.5 | 0 | 0 | 0 | 0.077221 | 0.234 | 1 | 4.9716 | 1 | 3.9906 | 21.1462
150 | 53.5 | 0 | -53.5 | 0 | 0 | 0 | 0.077221 | 0.234 | 1 | 4.9716 | 1 | 3.9906 | 21.1462
151 | 0 | 0 | 0 | 0 | 0 | 0 | 0 | 0 | 1 | 4.9716 | 1 | 4.9716 | 0
152 | 0 | 0 | 0 | 0 | 0 | 0 | 0 | 0 | 1 | 4.9716 | 1 | 4.9716 | 0
153 | 0 | 0 | 0 | 0 | 0 | 0 | 0 | 0 | 1 | 4.9716 | 1 | 4.9716 | 0
154 | 0 | 0 | 0 | 0 | 0 | 0 | 0 | 0 | 1 | 4.9716 | 1 | 4.9716 | 0
155 | 2.8422e-14 | 0 | -2.8422e-14 | 0 | 0 | 0 | 4.1023e-17 | 4.9725e-16 | 1 | -13.4644 | 1 | -13.4644 | 1.8948e-14
156 | 2.8422e-14 | 0 | -2.8422e-14 | 0 | 0 | 0 | 4.1023e-17 | 4.9725e-16 | 1 | -13.4644 | 1 | -13.4644 | 1.8948e-14
157 | 125.1316 | 0 | -125.1316 | 0 | 0 | 0 | 0.18061 | 0.54731 | 1 | -9.9923 | 1 | -12.0216 | 45.0114
158 | 107.8684 | 0 | -107.8684 | 0 | 0 | 0 | 0.15569 | 0.4718 | 1 | -9.9923 | 1 | -12.0216 | 44.9452
159 | 198.4995 | 0 | -198.4995 | 0 | 0 | 0 | 0.28651 | 0.41674 | 1 | -9.9923 | 1 | -10.6621 | 23.3804
160 | 53.7913 | 0 | -53.7913 | 0 | 0 | 0 | 0.077641 | 0.23528 | 1 | 0.44469 | 1 | -0.49002 | 19.4192
161 | 53.2087 | 0 | -53.2087 | 0 | 0 | 0 | 0.0768 | 0.23273 | 1 | 0.44469 | 1 | -0.49002 | 19.4192
162 | 0 | 0 | 0 | 0 | 0 | 0 | 0 | 0 | 1 | 1.3044 | 1 | 1.3044 | 0
163 | 0 | 0 | 0 | 0 | 0 | 0 | 0 | 0 | 1 | 1.3044 | 1 | 1.3044 | 0
164 | 0 | 0 | 0 | 0 | 0 | 0 | 0 | 0 | 1 | -1.9803 | 1 | -1.9803 | 0
165 | 0 | 0 | 0 | 0 | 0 | 0 | 0 | 0 | 1 | -1.9803 | 1 | -1.9803 | 0
166 | 22.4192 | 0 | -22.4192 | 0 | 0 | 0 | 0.047068 | 0.19612 | 1 | -16.7274 | 1 | -17.7837 | 16.7308
167 | 22.4192 | 0 | -22.4192 | 0 | 0 | 0 | 0.047068 | 0.19612 | 1 | -16.7274 | 1 | -17.7837 | 16.7308
168 | 21.0808 | 0 | -21.0808 | 0 | 0 | 0 | 0.044258 | 0.18441 | 1 | -16.7274 | 1 | -17.7837 | 16.7308
169 | 21.0808 | 0 | -21.0808 | 0 | 0 | 0 | 0.044258 | 0.18441 | 1 | -16.7274 | 1 | -17.7837 | 16.7308
170 | 0 | 0 | 0 | 0 | 0 | 0 | 0 | 0 | 1 | -8.0247 | 1 | -8.0247 | 0
171 | 0 | 0 | 0 | 0 | 0 | 0 | 0 | 0 | 1 | -8.0247 | 1 | -8.0247 | 0
172 | 10 | 0 | -10 | 0 | 0 | 0 | 0.014434 | 0.043739 | 1 | -3.9988 | 1 | -4.1714 | 3.8023
173 | 72.6376 | 0 | -72.6376 | 0 | 0 | 0 | 0.10484 | 0.31771 | 1 | -12.4945 | 1 | -13.8603 | 27.5142
174 | 72.3624 | 0 | -72.3624 | 0 | 0 | 0 | 0.10445 | 0.3165 | 1 | -12.4945 | 1 | -13.8603 | 27.5142
175 | 0 | 0 | 0 | 0 | 0 | 0 | 0 | 0 | 1 | -12.4945 | 1 | -12.4945 | 0
176 | 0 | 0 | 0 | 0 | 0 | 0 | 0 | 0 | 1 | -12.4945 | 1 | -12.4945 | 0
177 | 0 | 0 | 0 | 0 | 0 | 0 | 0 | 0 | 1 | -2.2041 | 1 | -2.2041 | 0
178 | 0 | 0 | 0 | 0 | 0 | 0 | 0 | 0 | 1 | -2.2041 | 1 | -2.2041 | 0
179 | 32.5618 | 0 | -32.5618 | 0 | 0 | 0 | 0.068362 | 0.14242 | 1 | -2.2041 | 1 | -2.7421 | 11.6709
180 | 23.4382 | 0 | -23.4382 | 0 | 0 | 0 | 0.049208 | 0.10252 | 1 | -2.2041 | 1 | -2.7421 | 11.1082
181 | 45.4233 | 0 | -45.4233 | 0 | 0 | 0 | 0.095364 | 0.19868 | 1 | -14.6626 | 1 | -15.5351 | 18.9264
182 | 5.1105 | 0 | -5.1105 | 0 | 0 | 0 | 0.010729 | 0.022353 | 1 | -14.6626 | 1 | -14.7884 | 2.704
183 | 4.8895 | 0 | -4.8895 | 0 | 0 | 0 | 0.010265 | 0.021386 | 1 | -14.6626 | 1 | -14.7884 | 2.7164
184 | -1.1369e-13 | 0 | 1.1369e-13 | 0 | 0 | 0 | 2.3868e-16 | 4.9725e-16 | 1 | -15.7608 | 1 | -15.7608 | 5.3626e-14
185 | -1.1369e-13 | 0 | 1.1369e-13 | 0 | 0 | 0 | 2.3868e-16 | 4.9725e-16 | 1 | -15.7608 | 1 | -15.7608 | 6.0795e-14
186 | -45.4233 | 0 | 45.4233 | 0 | 0 | 0 | 0.065563 | 0.19868 | 1 | -16.3858 | 1 | -15.5351 | 18.9264
187 | -239.9812 | 0 | 239.9812 | 0 | 0 | 0 | 0.34638 | 0.50383 | 1 | -16.3858 | 1 | -15.7608 | 21.8165
188 | 726.0794 | 0 | -726.0794 | 0 | 0 | 0 | 1.048 | 1.5244 | 1 | -12.8332 | 1 | -14.6626 | 63.8592
189 | -2.6446 | 0 | 2.6446 | 0 | 0 | 0 | 0.0038172 | 0.011567 | 1 | -10.0211 | 1 | -9.9782 | 0.95131
190 | -2.4813 | 0 | 2.4813 | 0 | 0 | 0 | 0.0035815 | 0.010853 | 1 | -10.0211 | 1 | -9.9782 | 0.89256
191 | -2.4415 | 0 | 2.4415 | 0 | 0 | 0 | 0.003524 | 0.010679 | 1 | -10.0211 | 1 | -9.9782 | 0.89105
192 | -2.4326 | 0 | 2.4326 | 0 | 0 | 0 | 0.0035111 | 0.01064 | 1 | -10.0211 | 1 | -9.9782 | 0.89105
193 | 9.7776 | 0 | -9.7776 | 0 | 0 | 0 | 0.014113 | 0.042766 | 1 | -13.3547 | 1 | -13.5149 | 3.5171
194 | 9.3844 | 0 | -9.3844 | 0 | 0 | 0 | 0.013545 | 0.041046 | 1 | -13.3547 | 1 | -13.5149 | 3.3757
195 | 9.0806 | 0 | -9.0806 | 0 | 0 | 0 | 0.013107 | 0.039717 | 1 | -13.3547 | 1 | -13.5149 | 3.3757
196 | 74.6667 | 0 | -74.6667 | 0 | 0 | 0 | 0.10777 | 0.32658 | 1 | -10.5129 | 1 | -11.7774 | 27.8607
197 | 74.6667 | 0 | -74.6667 | 0 | 0 | 0 | 0.10777 | 0.32658 | 1 | -10.5129 | 1 | -11.7774 | 27.8607
198 | 74.6667 | 0 | -74.6667 | 0 | 0 | 0 | 0.10777 | 0.32658 | 1 | -10.5129 | 1 | -11.7774 | 27.8607
199 | 65.9429 | 0 | -65.9429 | 0 | 0 | 0 | 0.13844 | 0.57685 | 1 | -12.8027 | 1 | -17.0926 | 47.4409
200 | 29.4769 | 0 | -29.4769 | 0 | 0 | 0 | 0.042546 | 0.061885 | 1 | -12.726 | 1 | -12.8027 | 2.6797
201 | 108.0957 | 0 | -108.0957 | 0 | 0 | 0 | 0.15602 | 0.94559 | 1 | -12.726 | 1 | -17.0926 | 54.3195
202 | 106.9807 | 0 | -106.9807 | 0 | 0 | 0 | 0.15441 | 0.93584 | 1 | -12.726 | 1 | -17.0926 | 55.1447
203 | 106.9807 | 0 | -106.9807 | 0 | 0 | 0 | 0.15441 | 0.93584 | 1 | -12.726 | 1 | -17.0926 | 55.1447
204 | -30.7799 | 0 | 30.7799 | 0 | 0 | 0 | 0.064621 | 0.13463 | 1 | -0.53642 | 1 | 0.013721 | 11.0719
205 | 4.0032 | 0 | -4.0032 | 0 | 0 | 0 | 0.0084044 | 0.035019 | 1 | -0.53642 | 1 | -0.65853 | 1.9623
206 | 14.6052 | 0 | -14.6052 | 0 | 0 | 0 | 0.030663 | 0.063881 | 1 | 0.27477 | 1 | 0.013721 | 5.2537
207 | 26.9968 | 0 | -26.9968 | 0 | 0 | 0 | 0.056679 | 0.23616 | 1 | 0.27477 | 1 | -0.65853 | 14.9982
208 | 16.1748 | 0 | -16.1748 | 0 | 0 | 0 | 0.033958 | 0.070746 | 1 | 0.30552 | 1 | 0.013721 | 5.8183
209 | 398.015 | 0 | -398.015 | 0 | 0 | 0 | 0.57449 | 0.83561 | 1 | -0.25777 | 1 | -1.2943 | 36.1832
210 | -206.8973 | 0 | 206.8973 | 0 | 0 | 0 | 0.29863 | 0.43437 | 1 | -0.25777 | 1 | 0.27477 | 18.5892
211 | 0 | 0 | 0 | 0 | 0 | 0 | 0 | 0 | 1 | -3.8225 | 1 | -3.8225 | 0
212 | 21 | 0 | -21 | 0 | 0 | 0 | 0.044089 | 0.091851 | 1 | -3.8225 | 1 | -4.2193 | 8.046
213 | 0 | 0 | 0 | 0 | 0 | 0 | 0 | 0 | 1 | -12.7716 | 1 | -12.7716 | 0
214 | 0 | 0 | 0 | 0 | 0 | 0 | 0 | 0 | 1 | -12.7716 | 1 | -12.7716 | 0
215 | 0 | 0 | 0 | 0 | 0 | 0 | 0 | 0 | 1 | -12.7716 | 1 | -12.7716 | 0
216 | 0 | 0 | 0 | 0 | 0 | 0 | 0 | 0 | 1 | -12.7716 | 1 | -12.7716 | 0
217 | 5.2448 | 0 | -5.2448 | 0 | 0 | 0 | 0.0075702 | 0.02294 | 1 | -12.7716 | 1 | -12.8554 | 1.7483
218 | 4.8776 | 0 | -4.8776 | 0 | 0 | 0 | 0.0070402 | 0.021334 | 1 | -12.7716 | 1 | -12.8554 | 1.7483
219 | 4.8776 | 0 | -4.8776 | 0 | 0 | 0 | 0.0070402 | 0.021334 | 1 | -12.7716 | 1 | -12.8554 | 1.7483
220 | 62 | 0 | -62 | 0 | 0 | 0 | 0.13017 | 1.0847 | 1 | 17.4479 | 1 | 10.3448 | 62
221 | 63.4458 | 0 | -63.4458 | 0 | 0 | 0 | 0.1332 | 0.2775 | 1 | -3.6184 | 1 | -5.0869 | 30.0691
222 | 81.2853 | 0 | -81.2853 | 0 | 0 | 0 | 0.17065 | 0.35553 | 1 | -3.6265 | 1 | -5.0869 | 30.2176
223 | 340.2689 | 0 | -340.2689 | 0 | 0 | 0 | 0.49114 | 1.4883 | 1 | -3.1335 | 1 | -5.0869 | 68.1902
224 | 169.2794 | 0 | -169.2794 | 0 | 0 | 0 | 0.24433 | 0.35539 | 1 | -3.1335 | 1 | -3.6184 | 16.9279
225 | 182.9365 | 0 | -182.9365 | 0 | 0 | 0 | 0.26405 | 0.38407 | 1 | -3.1335 | 1 | -3.6265 | 17.2095
226 | 0 | 0 | 0 | 0 | 0 | 0 | 0 | 0 | 1 | -3.1335 | 1 | -3.1335 | 0
227 | 0 | 0 | 0 | 0 | 0 | 0 | 0 | 0 | 1 | -3.1335 | 1 | -3.1335 | 0
228 | 0 | 0 | 0 | 0 | 0 | 0 | 0 | 0 | 1 | -10.9509 | 1 | -10.9509 | 0
229 | 0 | 0 | 0 | 0 | 0 | 0 | 0 | 0 | 1 | -10.9509 | 1 | -10.9509 | 0
230 | 17.0467 | 0 | -17.0467 | 0 | 0 | 0 | 0.024605 | 0.07456 | 1 | -8.4371 | 1 | -8.7302 | 6.1099
231 | 17.9677 | 0 | -17.9677 | 0 | 0 | 0 | 0.025934 | 0.078588 | 1 | -8.4371 | 1 | -8.7302 | 6.4632
232 | 16.9856 | 0 | -16.9856 | 0 | 0 | 0 | 0.024517 | 0.074293 | 1 | -8.4371 | 1 | -8.7302 | 6.1099
233 | 0 | 0 | 0 | 0 | 0 | 0 | 0 | 0 | 1 | -8.4371 | 1 | -8.4371 | 0
234 | 0 | 0 | 0 | 0 | 0 | 0 | 0 | 0 | 1 | -8.4371 | 1 | -8.4371 | 0
235 | 0 | 0 | 0 | 0 | 0 | 0 | 0 | 0 | 1 | 2.4649 | 1 | 2.4649 | 0
236 | 39 | 0 | -39 | 0 | 0 | 0 | 0.056292 | 0.17058 | 1 | 2.4649 | 1 | 1.7644 | 14.5522
237 | 33.0117 | 0 | -33.0117 | 0 | 0 | 0 | 0.069307 | 0.28878 | 1 | -16.6651 | 1 | -17.9848 | 17.2836
238 | 32.6203 | 0 | -32.6203 | 0 | 0 | 0 | 0.068485 | 0.28535 | 1 | -16.6807 | 1 | -17.9848 | 17.0787
239 | 0 | 0 | 0 | 0 | 0 | 0 | 0 | 0 | 1 | -16.5301 | 1 | -16.5301 | 0
240 | 0 | 0 | 0 | 0 | 0 | 0 | 0 | 0 | 1 | -16.5301 | 1 | -16.5301 | 0
241 | 0 | 0 | 0 | 0 | 0 | 0 | 0 | 0 | 1 | -16.5301 | 1 | -16.5301 | 0
242 | 57.0117 | 0 | -57.0117 | 0 | 0 | 0 | 0.082289 | 0.11969 | 1 | -16.5301 | 1 | -16.6651 | 4.7117
243 | 63.6203 | 0 | -63.6203 | 0 | 0 | 0 | 0.091828 | 0.13357 | 1 | -16.5301 | 1 | -16.6807 | 5.2579
244 | 146.3799 | 0 | -146.3799 | 0 | 0 | 0 | 0.21128 | 0.30732 | 1 | -11.0963 | 1 | -11.4619 | 12.762
245 | 4.9082 | 0 | -4.9082 | 0 | 0 | 0 | 0.0070843 | 0.021468 | 1 | -11.0963 | 1 | -11.1826 | 1.7655
246 | 4.7242 | 0 | -4.7242 | 0 | 0 | 0 | 0.0068189 | 0.020663 | 1 | -11.0963 | 1 | -11.1826 | 1.7963
247 | 4.7242 | 0 | -4.7242 | 0 | 0 | 0 | 0.0068189 | 0.020663 | 1 | -11.0963 | 1 | -11.1826 | 1.7963
248 | 4.6433 | 0 | -4.6433 | 0 | 0 | 0 | 0.0067021 | 0.020309 | 1 | -11.0963 | 1 | -11.1826 | 1.7655
249 | 1.5 | 0 | -1.5 | 0 | 0 | 0 | 0.0031492 | 0.013122 | 1 | 14.3538 | 1 | 14.2407 | 1.1811
250 | 1.5 | 0 | -1.5 | 0 | 0 | 0 | 0.0031492 | 0.013122 | 1 | 14.3538 | 1 | 14.2407 | 1.1811
251 | 1.5039 | 0 | -1.5039 | 0 | 0 | 0 | 0.0031574 | 0.013156 | 1 | 15.0678 | 1 | 15.008 | 0.78329
252 | 1.4961 | 0 | -1.4961 | 0 | 0 | 0 | 0.003141 | 0.013087 | 1 | 15.0678 | 1 | 15.008 | 0.78329
253 | -262.4415 | 0 | 262.4415 | 0 | 0 | 0 | 0.3788 | 0.55098 | 1 | 14.3605 | 1 | 15.0678 | 24.6888
254 | -22.965 | 0 | 22.965 | 0 | 0 | 0 | 0.033147 | 0.10045 | 1 | 0 | 1 | 0.3893 | 8.2906
255 | -22.2416 | 0 | 22.2416 | 0 | 0 | 0 | 0.032103 | 0.097282 | 1 | 0 | 1 | 0.3893 | 8.0878
256 | -20.3364 | 0 | 20.3364 | 0 | 0 | 0 | 0.029353 | 0.088948 | 1 | 0 | 1 | 0.3893 | 8.4735
257 | 0 | 0 | 0 | 0 | 0 | 0 | 0 | 0 | 1 | -16.6091 | 1 | -16.6091 | 0
258 | 0 | 0 | 0 | 0 | 0 | 0 | 0 | 0 | 1 | -16.6091 | 1 | -16.6091 | 0
259 | 0 | 0 | 0 | 0 | 0 | 0 | 0 | 0 | 1 | -16.6091 | 1 | -16.6091 | 0
260 | 170.8094 | 0 | -170.8094 | 0 | 0 | 0 | 0.24654 | 0.35861 | 1 | -2.1683 | 1 | -2.637 | 16.3611
261 | 810.017 | 0 | -810.017 | 0 | 0 | 0 | 1.1692 | 1.1692 | 1 | -2.1683 | 1 | -3.0122 | 29.4552
262 | 0 | 0 | 0 | 0 | 0 | 0 | 0 | 0 | 1 | -12.9416 | 1 | -12.9416 | 0
263 | 0 | 0 | 0 | 0 | 0 | 0 | 0 | 0 | 1 | -12.9416 | 1 | -12.9416 | 0
264 | 0 | 0 | 0 | 0 | 0 | 0 | 0 | 0 | 1 | 3.388 | 1 | 3.388 | 0
265 | 0 | 0 | 0 | 0 | 0 | 0 | 0 | 0 | 1 | 3.388 | 1 | 3.388 | 0
266 | 191 | 0 | -191 | 0 | 0 | 0 | 0.401 | 0.83541 | 1 | -15.2232 | 1 | -18.3791 | 68.4588
267 | 0 | 0 | 0 | 0 | 0 | 0 | 0 | 0 | 1 | -15.2232 | 1 | -15.2232 | 0
268 | 0 | 0 | 0 | 0 | 0 | 0 | 0 | 0 | 1 | -15.2232 | 1 | -15.2232 | 0
269 | 0 | 0 | 0 | 0 | 0 | 0 | 0 | 0 | 1 | 1.9229 | 1 | 1.9229 | 0
270 | 0 | 0 | 0 | 0 | 0 | 0 | 0 | 0 | 1 | 1.9229 | 1 | 1.9229 | 0
271 | 8.5 | 0 | -8.5 | 0 | 0 | 0 | 0.012269 | 0.1963 | 1 | 1.9229 | 1 | 1.6185 | 10.625
272 | 8.5 | 0 | -8.5 | 0 | 0 | 0 | 0.012269 | 0.1963 | 1 | 1.9229 | 1 | 1.6185 | 10.625
273 | 22.5 | 0 | -22.5 | 0 | 0 | 0 | 0.032476 | 0.39365 | 1 | -16.5295 | 1 | -17.8833 | 15.7343
274 | 22.5 | 0 | -22.5 | 0 | 0 | 0 | 0.032476 | 0.39365 | 1 | -16.5295 | 1 | -17.8833 | 15.7343
275 | 9.3297 | 0 | -9.3297 | 0 | 0 | 0 | 0.013466 | 0.040807 | 1 | -12.5057 | 1 | -12.6683 | 3.356
276 | 10.0215 | 0 | -10.0215 | 0 | 0 | 0 | 0.014465 | 0.043833 | 1 | -12.5057 | 1 | -12.6683 | 3.6048
277 | 9.0712 | 0 | -9.0712 | 0 | 0 | 0 | 0.013093 | 0.039676 | 1 | -12.5057 | 1 | -12.6683 | 3.5434
278 | 8.5777 | 0 | -8.5777 | 0 | 0 | 0 | 0.012381 | 0.037518 | 1 | -12.5057 | 1 | -12.6683 | 3.377
279 | -2.2737e-13 | 0 | 2.2737e-13 | 0 | 0 | 0 | 4.7736e-16 | 9.945e-16 | 1 | -16.2357 | 1 | -16.2357 | 8.1496e-14
280 | -1.1369e-13 | 0 | 1.1369e-13 | 0 | 0 | 0 | 2.3868e-16 | 4.9725e-16 | 1 | -16.2357 | 1 | -16.2357 | 4.0748e-14
281 | 0 | 0 | 0 | 0 | 0 | 0 | 0 | 0 | 1 | -16.2357 | 1 | -16.2357 | 0
282 | 0 | 0 | 0 | 0 | 0 | 0 | 0 | 0 | 1 | -16.2357 | 1 | -16.2357 | 0
283 | 25.9156 | 0 | -25.9156 | 0 | 0 | 0 | 0.054409 | 0.11335 | 1 | -16.2357 | 1 | -16.7491 | 10.3662
284 | 24.0844 | 0 | -24.0844 | 0 | 0 | 0 | 0.050564 | 0.10534 | 1 | -16.2357 | 1 | -16.7491 | 11.4688
285 | 0 | 0 | 0 | 0 | 0 | 0 | 0 | 0 | 1 | -9.2367 | 1 | -9.2367 | 0
286 | 99 | 0 | -99 | 0 | 0 | 0 | 0.14289 | 0.43301 | 1 | -9.2367 | 1 | -10.9511 | 35.7401
287 | 0 | 0 | 0 | 0 | 0 | 0 | 0 | 0 | 1 | -9.2367 | 1 | -9.2367 | 0
288 | -1.2105 | 0 | 1.2105 | 0 | 0 | 0 | 0.0025414 | 0.0052946 | 1 | -15.4841 | 1 | -15.464 | 0.43388
289 | -1.2132 | 0 | 1.2132 | 0 | 0 | 0 | 0.0025471 | 0.0053064 | 1 | -15.4841 | 1 | -15.464 | 0.43484
290 | -1.1498 | 0 | 1.1498 | 0 | 0 | 0 | 0.0024139 | 0.0050289 | 1 | -15.4841 | 1 | -15.464 | 0.43388
291 | 18.6887 | 0 | -18.6887 | 0 | 0 | 0 | 0.039236 | 0.16348 | 1 | -15.4841 | 1 | -16.2677 | 12.2149
292 | 10.3665 | 0 | -10.3665 | 0 | 0 | 0 | 0.021764 | 0.090684 | 1 | -15.4841 | 1 | -16.2677 | 8.2932
293 | 10.3665 | 0 | -10.3665 | 0 | 0 | 0 | 0.021764 | 0.090684 | 1 | -15.4841 | 1 | -16.2677 | 8.2932
294 | 3.5735 | 0 | -3.5735 | 0 | 0 | 0 | 0.0075024 | 0.01563 | 1 | -15.4049 | 1 | -15.464 | 1.2808
295 | 20.5782 | 0 | -20.5782 | 0 | 0 | 0 | 0.043203 | 0.18001 | 1 | -15.4049 | 1 | -16.2677 | 13.4498
296 | 182.2528 | 0 | -182.2528 | 0 | 0 | 0 | 0.26306 | 0.38263 | 1 | -15.0241 | 1 | -15.4841 | 16.0575
297 | 27.0942 | 0 | -27.0942 | 0 | 0 | 0 | 0.039107 | 0.056883 | 1 | -15.3288 | 1 | -15.4841 | 5.4188
298 | 170.9278 | 0 | -170.9278 | 0 | 0 | 0 | 0.24671 | 0.35886 | 1 | -15.3288 | 1 | -15.9111 | 20.3243
299 | 19.5 | 0 | -19.5 | 0 | 0 | 0 | 0.040939 | 0.34116 | 1 | -5.2019 | 1 | -7.3128 | 17.7273
300 | 19.5 | 0 | -19.5 | 0 | 0 | 0 | 0.040939 | 0.34116 | 1 | -5.2019 | 1 | -7.3128 | 17.7273
301 | 61.3951 | 0 | -61.3951 | 0 | 0 | 0 | 0.088616 | 0.26853 | 1 | 1.1066 | 1 | -0.0059694 | 23.9824
302 | 55.1375 | 0 | -55.1375 | 0 | 0 | 0 | 0.079584 | 0.24116 | 1 | 1.1066 | 1 | -0.0059694 | 22.974
303 | -94.5326 | 0 | 94.5326 | 0 | 0 | 0 | 0.13645 | 0.41347 | 1 | -1.64 | 1 | -0.0059694 | 34.0045
304 | -768.4508 | 0 | 768.4508 | 0 | 0 | 0 | 1.1092 | 1.1092 | 1 | 0.30608 | 1 | 1.1066 | 27.9437
305 | -765.9337 | 0 | 765.9337 | 0 | 0 | 0 | 1.1055 | 1.1055 | 1 | 0.3087 | 1 | 1.1066 | 27.8521
306 | 0 | 0 | 0 | 0 | 0 | 0 | 0 | 0 | 1 | -2.999 | 1 | -2.999 | 0
307 | 0 | 0 | 0 | 0 | 0 | 0 | 0 | 0 | 1 | -2.999 | 1 | -2.999 | 0
308 | 0 | 0 | 0 | 0 | 0 | 0 | 0 | 0 | 1 | -2.999 | 1 | -2.999 | 0
309 | 0 | 0 | 0 | 0 | 0 | 0 | 0 | 0 | 1 | -2.999 | 1 | -2.999 | 0
310 | 11 | 0 | -11 | 0 | 0 | 0 | 0.023094 | 0.19245 | 1 | -2.999 | 1 | -4.6183 | 11.4583
311 | 11 | 0 | -11 | 0 | 0 | 0 | 0.023094 | 0.19245 | 1 | -2.999 | 1 | -4.6183 | 11.4583
312 | -58.1965 | 0 | 58.1965 | 0 | 0 | 0 | 0.083999 | 0.12218 | 1 | -3.1509 | 1 | -2.999 | 5.3002
313 | -53.0025 | 0 | 53.0025 | 0 | 0 | 0 | 0.076503 | 0.11128 | 1 | -3.1509 | 1 | -2.999 | 5.3002
314 | 14.8209 | 0 | -14.8209 | 0 | 0 | 0 | 0.021392 | 0.064825 | 1 | -10.2238 | 1 | -10.4908 | 5.5302
315 | 15.1791 | 0 | -15.1791 | 0 | 0 | 0 | 0.021909 | 0.066391 | 1 | -10.2238 | 1 | -10.4908 | 5.7497
316 | -1568.938 | 0 | 1568.938 | 0 | 0 | 0 | 2.2646 | 2.2646 | 1 | -10.2238 | 1 | -8.5894 | 57.0523
317 | -1676.4737 | 0 | 1676.4737 | 0 | 0 | 0 | 2.4198 | 2.4198 | 1 | -10.2238 | 1 | -8.4774 | 60.9627
318 | 0 | 0 | 0 | 0 | 0 | 0 | 0 | 0 | 1 | -10.2238 | 1 | -10.2238 | 0
319 | 0.87755 | 0 | -0.87755 | 0 | 0 | 0 | 0.0018424 | 0.0038383 | 1 | -3.6771 | 1 | -3.6916 | 0.31453
320 | 0.87755 | 0 | -0.87755 | 0 | 0 | 0 | 0.0018424 | 0.0038383 | 1 | -3.6771 | 1 | -3.6916 | 0.31453
321 | 0.83706 | 0 | -0.83706 | 0 | 0 | 0 | 0.0017574 | 0.0036612 | 1 | -3.6771 | 1 | -3.6916 | 0.30002
322 | 0.76744 | 0 | -0.76744 | 0 | 0 | 0 | 0.0016112 | 0.0033567 | 1 | -3.6771 | 1 | -3.6916 | 0.29404
323 | 0.64041 | 0 | -0.64041 | 0 | 0 | 0 | 0.0013445 | 0.0028011 | 1 | -3.6771 | 1 | -3.6916 | 0.30351
324 | 459.3778 | 0 | -459.3778 | 0 | 0 | 0 | 0.66305 | 2.0093 | 1 | -13.3568 | 1 | -20.8224 | 165.2438
325 | 431.6222 | 0 | -431.6222 | 0 | 0 | 0 | 0.62299 | 1.8879 | 1 | -13.3568 | 1 | -20.8224 | 160.4544
326 | 7.7758 | 0 | -7.7758 | 0 | 0 | 0 | 0.016325 | 0.03401 | 1 | -2.241 | 1 | -2.3698 | 2.787
327 | 7.3827 | 0 | -7.3827 | 0 | 0 | 0 | 0.0155 | 0.032291 | 1 | -2.241 | 1 | -2.3698 | 2.7755
328 | 6.8414 | 0 | -6.8414 | 0 | 0 | 0 | 0.014363 | 0.029923 | 1 | -2.241 | 1 | -2.3698 | 2.5915
329 | 26.5526 | 0 | -26.5526 | 0 | 0 | 0 | 0.055746 | 0.055746 | 1 | -2.241 | 1 | -2.3411 | 3.4938
330 | 0 | 0 | 0 | 0 | 0 | 0 | 0 | 0 | 1 | -12.5986 | 1 | -12.5986 | 0
331 | 0 | 0 | 0 | 0 | 0 | 0 | 0 | 0 | 1 | -12.5986 | 1 | -12.5986 | 0
332 | 0 | 0 | 0 | 0 | 0 | 0 | 0 | 0 | 1 | -12.5986 | 1 | -12.5986 | 0
333 | 0 | 0 | 0 | 0 | 0 | 0 | 0 | 0 | 1 | -12.5986 | 1 | -12.5986 | 0
334 | 0 | 0 | 0 | 0 | 0 | 0 | 0 | 0 | 1 | 1.7802 | 1 | 1.7802 | 0
335 | 0 | 0 | 0 | 0 | 0 | 0 | 0 | 0 | 1 | 1.7802 | 1 | 1.7802 | 0
336 | 0 | 0 | 0 | 0 | 0 | 0 | 0 | 0 | 1 | 12.0102 | 1 | 12.0102 | 0
337 | 0 | 0 | 0 | 0 | 0 | 0 | 0 | 0 | 1 | 12.0102 | 1 | 12.0102 | 0
338 | 3.3556 | 0 | -3.3556 | 0 | 0 | 0 | 0.007045 | 0.029354 | 1 | 12.0102 | 1 | 11.7591 | 2.6216
339 | 3.3411 | 0 | -3.3411 | 0 | 0 | 0 | 0.0070146 | 0.029227 | 1 | 12.0102 | 1 | 11.7591 | 2.6517
340 | 3.3032 | 0 | -3.3032 | 0 | 0 | 0 | 0.006935 | 0.028896 | 1 | 12.0102 | 1 | 11.7591 | 2.6216
341 | -151.3883 | 0 | 151.3883 | 0 | 0 | 0 | 0.21851 | 0.31783 | 1 | 11.6344 | 1 | 12.0102 | 13.1186
342 | -144.3042 | 0 | 144.3042 | 0 | 0 | 0 | 0.20829 | 0.30296 | 1 | 11.6344 | 1 | 12.0102 | 13.1186
343 | 9.0949e-13 | 0 | -9.0949e-13 | 0 | 0 | 0 | 1.3127e-15 | 1.9094e-15 | 1 | 11.6344 | 1 | 11.6344 | 7.6751e-14
344 | -1.819e-12 | 0 | 1.819e-12 | 0 | 0 | 0 | 2.6255e-15 | 3.8189e-15 | 1 | 11.6344 | 1 | 11.6344 | 1.5033e-13
345 | 0 | 0 | 0 | 0 | 0 | 0 | 0 | 0 | 1 | -16.6106 | 1 | -16.6106 | 0
346 | 0 | 0 | 0 | 0 | 0 | 0 | 0 | 0 | 1 | -16.6106 | 1 | -16.6106 | 0
347 | 0 | 0 | 0 | 0 | 0 | 0 | 0 | 0 | 1 | -16.6106 | 1 | -16.6106 | 0
348 | 0 | 0 | 0 | 0 | 0 | 0 | 0 | 0 | 1 | -16.6106 | 1 | -16.6106 | 0
349 | 12.4463 | 0 | -12.4463 | 0 | 0 | 0 | 0.017965 | 0.054439 | 1 | -13.4596 | 1 | -13.6653 | 4.4771
350 | 13.3142 | 0 | -13.3142 | 0 | 0 | 0 | 0.019217 | 0.058235 | 1 | -13.4596 | 1 | -13.6653 | 4.7893
351 | 13.2394 | 0 | -13.2394 | 0 | 0 | 0 | 0.019109 | 0.057908 | 1 | -13.4364 | 1 | -13.6653 | 5.034
352 | 13.3145 | 0 | -13.3145 | 0 | 0 | 0 | 0.019218 | 0.058236 | 1 | -3.8449 | 1 | -4.0649 | 4.7894
353 | 13.3145 | 0 | -13.3145 | 0 | 0 | 0 | 0.019218 | 0.058236 | 1 | -3.8449 | 1 | -4.0649 | 4.7894
354 | 11.6577 | 0 | -11.6577 | 0 | 0 | 0 | 0.016826 | 0.050989 | 1 | -3.8449 | 1 | -4.0649 | 4.4326
355 | 11.7134 | 0 | -11.7134 | 0 | 0 | 0 | 0.016907 | 0.051233 | 1 | -3.8449 | 1 | -4.0649 | 4.8806
356 | -661.2123 | 0 | 661.2123 | 0 | 0 | 0 | 0.95438 | 0.95438 | 1 | -4.7911 | 1 | -3.8449 | 33.0276
357 | -651.9418 | 0 | 651.9418 | 0 | 0 | 0 | 0.941 | 0.941 | 1 | -4.7778 | 1 | -3.8449 | 32.5645
358 | -76.7968 | 0 | 76.7968 | 0 | 0 | 0 | 0.11085 | 0.3359 | 1 | 0.10172 | 1 | 1.3731 | 28.2341
359 | 12.5912 | 0 | -12.5912 | 0 | 0 | 0 | 0.026435 | 0.055072 | 1 | -3.7087 | 1 | -3.9167 | 4.513
360 | 11.2015 | 0 | -11.2015 | 0 | 0 | 0 | 0.023517 | 0.048994 | 1 | -3.7087 | 1 | -3.9167 | 4.2111
361 | 11.2015 | 0 | -11.2015 | 0 | 0 | 0 | 0.023517 | 0.048994 | 1 | -3.7087 | 1 | -3.9167 | 4.2111
362 | 11.0058 | 0 | -11.0058 | 0 | 0 | 0 | 0.023106 | 0.048138 | 1 | -3.7087 | 1 | -3.9167 | 4.2007
363 | 363.6936 | 0 | -363.6936 | 0 | 0 | 0 | 0.52495 | 1.5907 | 1 | -14.0928 | 1 | -20.3428 | 136.2148
364 | 340.8525 | 0 | -340.8525 | 0 | 0 | 0 | 0.49198 | 1.4908 | 1 | -14.0928 | 1 | -20.3428 | 134.7243
365 | 330.454 | 0 | -330.454 | 0 | 0 | 0 | 0.47697 | 1.4454 | 1 | -14.0928 | 1 | -20.3428 | 137.6891
366 | 250.2876 | 0 | -250.2876 | 0 | 0 | 0 | 0.36126 | 0.52547 | 1 | -14.0928 | 1 | -14.7903 | 24.347
367 | 251.3078 | 0 | -251.3078 | 0 | 0 | 0 | 0.36273 | 0.52761 | 1 | -14.0928 | 1 | -14.7931 | 24.4463
368 | 0 | 0 | 0 | 0 | 0 | 0 | 0 | 0 | 1 | -10.7934 | 1 | -10.7934 | 0
369 | 0 | 0 | 0 | 0 | 0 | 0 | 0 | 0 | 1 | -10.7934 | 1 | -10.7934 | 0
370 | 189.305 | 0 | -189.305 | 0 | 0 | 0 | 0.27324 | 0.82799 | 1 | -10.7934 | 1 | -14.008 | 69.0894
371 | 185.695 | 0 | -185.695 | 0 | 0 | 0 | 0.26803 | 0.8122 | 1 | -10.7934 | 1 | -14.008 | 69.0316
372 | 11 | 0 | -11 | 0 | 0 | 0 | 0.023094 | 0.19245 | 1 | -4.6548 | 1 | -6.0258 | 9.7345
373 | 11 | 0 | -11 | 0 | 0 | 0 | 0.023094 | 0.19245 | 1 | -4.6548 | 1 | -6.0258 | 9.7345
374 | -119.3489 | 0 | 119.3489 | 0 | 0 | 0 | 0.17227 | 0.25057 | 1 | -5.0416 | 1 | -4.6548 | 13.501
375 | 0 | 0 | 0 | 0 | 0 | 0 | 0 | 0 | 1 | -19.7714 | 1 | -19.7714 | 0
376 | 0 | 0 | 0 | 0 | 0 | 0 | 0 | 0 | 1 | -19.7714 | 1 | -19.7714 | 0
377 | 47.6939 | 0 | -47.6939 | 0 | 0 | 0 | 0.06884 | 0.20861 | 1 | -12.3644 | 1 | -13.1393 | 17.0946
378 | 45.2991 | 0 | -45.2991 | 0 | 0 | 0 | 0.065384 | 0.19813 | 1 | -12.3644 | 1 | -13.1393 | 16.6541
379 | 45.2991 | 0 | -45.2991 | 0 | 0 | 0 | 0.065384 | 0.19813 | 1 | -12.3644 | 1 | -13.1393 | 16.6541
380 | 39.9269 | 0 | -39.9269 | 0 | 0 | 0 | 0.05763 | 0.17464 | 1 | -12.3644 | 1 | -13.1393 | 15.4158
381 | 47.781 | 0 | -47.781 | 0 | 0 | 0 | 0.068966 | 0.20899 | 1 | -12.3644 | 1 | -13.1393 | 17.1874
382 | 27.0446 | 0 | -27.0446 | 0 | 0 | 0 | 0.039036 | 0.11829 | 1 | -14.5163 | 1 | -14.9825 | 9.7283
383 | 27.0446 | 0 | -27.0446 | 0 | 0 | 0 | 0.039036 | 0.11829 | 1 | -14.5163 | 1 | -14.9825 | 9.7283
384 | 27.0446 | 0 | -27.0446 | 0 | 0 | 0 | 0.039036 | 0.11829 | 1 | -14.5163 | 1 | -14.9825 | 9.7283
385 | 24.8661 | 0 | -24.8661 | 0 | 0 | 0 | 0.035891 | 0.10876 | 1 | -14.5163 | 1 | -14.9825 | 10.3609
386 | 123.7065 | 0 | -123.7065 | 0 | 0 | 0 | 0.17855 | 0.25972 | 1 | -14.5163 | 1 | -14.9889 | 16.4942
387 | 128.5296 | 0 | -128.5296 | 0 | 0 | 0 | 0.18552 | 0.26984 | 1 | -14.5163 | 1 | -14.9319 | 14.5067
388 | 0 | 0 | 0 | 0 | 0 | 0 | 0 | 0 | 1 | -15.0782 | 1 | -15.0782 | 0
389 | 0 | 0 | 0 | 0 | 0 | 0 | 0 | 0 | 1 | -15.0782 | 1 | -15.0782 | 0
390 | 0 | 0 | 0 | 0 | 0 | 0 | 0 | 0 | 1 | -15.4235 | 1 | -15.4235 | 0
391 | 0 | 0 | 0 | 0 | 0 | 0 | 0 | 0 | 1 | -14.1403 | 1 | -14.1403 | 0
392 | 0 | 0 | 0 | 0 | 0 | 0 | 0 | 0 | 1 | -14.1403 | 1 | -14.1403 | 0
393 | 0 | 0 | 0 | 0 | 0 | 0 | 0 | 0 | 1 | -14.1403 | 1 | -14.1403 | 0
394 | 0 | 0 | 0 | 0 | 0 | 0 | 0 | 0 | 1 | -14.1403 | 1 | -14.1403 | 0
395 | 262.3001 | 0 | -262.3001 | 0 | 0 | 0 | 0.3786 | 0.55069 | 1 | 0.42924 | 1 | -0.25388 | 23.8455
396 | -42.2971 | 0 | 42.2971 | 0 | 0 | 0 | 0.061051 | 0.088801 | 1 | 0.42924 | 1 | 0.53939 | 3.8452
397 | 0 | 0 | 0 | 0 | 0 | 0 | 0 | 0 | 1 | -0.25388 | 1 | -0.25388 | 0
398 | 214.397 | 0 | -214.397 | 0 | 0 | 0 | 0.45012 | 0.93774 | 1 | -11.7842 | 1 | -15.7114 | 79.4063
399 | 213.603 | 0 | -213.603 | 0 | 0 | 0 | 0.44845 | 0.93427 | 1 | -11.7842 | 1 | -15.7114 | 79.4063
400 | 1.1369e-13 | 0 | -1.1369e-13 | 0 | 0 | 0 | 2.3868e-16 | 4.9725e-16 | 1 | -11.7842 | 1 | -11.7842 | 4.1797e-14
401 | 1.1369e-13 | 0 | -1.1369e-13 | 0 | 0 | 0 | 2.3868e-16 | 4.9725e-16 | 1 | -11.7842 | 1 | -11.7842 | 4.2579e-14
402 | 174.5 | 0 | -174.5 | 0 | 0 | 0 | 0.36635 | 3.053 | 1 | -5.1075 | 1 | -25.1741 | 145.4167
403 | 174.5 | 0 | -174.5 | 0 | 0 | 0 | 0.36635 | 3.053 | 1 | -5.1075 | 1 | -25.1741 | 145.4167
404 | 450.4306 | 0 | -450.4306 | 0 | 0 | 0 | 0.65014 | 0.94566 | 1 | -3.9344 | 1 | -5.1075 | 40.9482
405 | 0 | 0 | 0 | 0 | 0 | 0 | 0 | 0 | 1 | -15.6884 | 1 | -15.6884 | 0
406 | 0 | 0 | 0 | 0 | 0 | 0 | 0 | 0 | 1 | -15.6884 | 1 | -15.6884 | 0
407 | 0 | 0 | 0 | 0 | 0 | 0 | 0 | 0 | 1 | -15.6884 | 1 | -15.6884 | 0
408 | 0 | 0 | 0 | 0 | 0 | 0 | 0 | 0 | 1 | -15.6884 | 1 | -15.6884 | 0
409 | 0 | 0 | 0 | 0 | 0 | 0 | 0 | 0 | 1 | -15.6884 | 1 | -15.6884 | 0
410 | 9.6061 | 0 | -9.6061 | 0 | 0 | 0 | 0.020168 | 0.084031 | 1 | -15.6884 | 1 | -16.0157 | 4.5962
411 | 9.3939 | 0 | -9.3939 | 0 | 0 | 0 | 0.019722 | 0.082176 | 1 | -15.6884 | 1 | -16.0157 | 5.2188
412 | 16.2117 | 0 | -16.2117 | 0 | 0 | 0 | 0.0234 | 0.070908 | 1 | -15.0856 | 1 | -15.3663 | 6.0491
413 | 15.7883 | 0 | -15.7883 | 0 | 0 | 0 | 0.022788 | 0.069056 | 1 | -15.0856 | 1 | -15.3663 | 6.0491
414 | 0 | 0 | 0 | 0 | 0 | 0 | 0 | 0 | 1 | -15.0856 | 1 | -15.0856 | 0
415 | 0 | 0 | 0 | 0 | 0 | 0 | 0 | 0 | 1 | -15.0856 | 1 | -15.0856 | 0
416 | 103.6251 | 0 | -103.6251 | 0 | 0 | 0 | 0.21756 | 0.90648 | 1 | -15.6912 | 1 | -19.1899 | 55.4145
417 | 83.8015 | 0 | -83.8015 | 0 | 0 | 0 | 0.17594 | 0.73307 | 1 | -15.7674 | 1 | -19.1899 | 44.8136
418 | 97.5735 | 0 | -97.5735 | 0 | 0 | 0 | 0.20485 | 0.85355 | 1 | -15.7674 | 1 | -19.1899 | 54.2075
419 | 41.6708 | 0 | -41.6708 | 0 | 0 | 0 | 0.060147 | 0.18226 | 1 | -3.6096 | 1 | -4.2854 | 14.9895
420 | 38.3292 | 0 | -38.3292 | 0 | 0 | 0 | 0.055323 | 0.16765 | 1 | -3.6096 | 1 | -4.2854 | 14.04
421 | 0 | 0 | 0 | 0 | 0 | 0 | 0 | 0 | 1 | -3.6096 | 1 | -3.6096 | 0
422 | 0 | 0 | 0 | 0 | 0 | 0 | 0 | 0 | 1 | -3.6096 | 1 | -3.6096 | 0
423 | 1.2416 | 0 | -1.2416 | 0 | 0 | 0 | 0.0026066 | 0.021722 | 1 | -5.006 | 1 | -5.1294 | 1.0891
424 | -1.2416 | 0 | 1.2416 | 0 | 0 | 0 | 0.0026066 | 0.021722 | 1 | -5.2529 | 1 | -5.1294 | 1.0891
425 | -1.9895e-13 | 0 | 1.9895e-13 | 0 | 0 | 0 | 2.8716e-16 | 8.7019e-16 | 1 | 1.7037 | 1 | 1.7037 | 7.1824e-14
426 | -1.7053e-13 | 0 | 1.7053e-13 | 0 | 0 | 0 | 2.4614e-16 | 7.4588e-16 | 1 | 1.7037 | 1 | 1.7037 | 7.1054e-14
427 | -137.5387 | 0 | 137.5387 | 0 | 0 | 0 | 0.19852 | 0.60158 | 1 | 1.7037 | 1 | 4.081 | 49.4744
428 | 33 | 0 | -33 | 0 | 0 | 0 | 0.047631 | 0.14434 | 1 | 1.7037 | 1 | 1.1106 | 13.0435
429 | -1.4211e-14 | 0 | 1.4211e-14 | 0 | 0 | 0 | 2.0512e-17 | 6.2156e-17 | 1 | 1.7037 | 1 | 1.7037 | 5.3224e-15
430 | 62.6057 | 0 | -62.6057 | 0 | 0 | 0 | 0.13144 | 0.27383 | 1 | 13.375 | 1 | 12.3047 | 22.3592
431 | 56.8661 | 0 | -56.8661 | 0 | 0 | 0 | 0.11939 | 0.24872 | 1 | 13.375 | 1 | 12.3047 | 21.7046
432 | 56.8661 | 0 | -56.8661 | 0 | 0 | 0 | 0.11939 | 0.24872 | 1 | 13.375 | 1 | 12.3047 | 21.7046
433 | 53.662 | 0 | -53.662 | 0 | 0 | 0 | 0.11266 | 0.23471 | 1 | 13.375 | 1 | 12.3047 | 22.3592
434 | 74.165 | 0 | -74.165 | 0 | 0 | 0 | 0.10705 | 0.15571 | 1 | 13.562 | 1 | 13.375 | 6.5286
435 | 73.9689 | 0 | -73.9689 | 0 | 0 | 0 | 0.10676 | 0.15529 | 1 | 13.562 | 1 | 13.375 | 6.5286
436 | 77.5315 | 0 | -77.5315 | 0 | 0 | 0 | 0.11191 | 0.33911 | 1 | -10.8555 | 1 | -12.3303 | 30.6449
437 | 77.2251 | 0 | -77.2251 | 0 | 0 | 0 | 0.11146 | 0.33777 | 1 | -10.8555 | 1 | -12.3303 | 30.6449
438 | 25.2434 | 0 | -25.2434 | 0 | 0 | 0 | 0.036436 | 0.11041 | 1 | -11.8929 | 1 | -12.3303 | 9.6349
439 | 33.3758 | 0 | -33.3758 | 0 | 0 | 0 | 0.070071 | 0.14598 | 1 | -13.0132 | 1 | -13.5646 | 11.9627
440 | 33.3758 | 0 | -33.3758 | 0 | 0 | 0 | 0.070071 | 0.14598 | 1 | -13.0132 | 1 | -13.5646 | 11.9627
441 | 23.2483 | 0 | -23.2483 | 0 | 0 | 0 | 0.048809 | 0.10168 | 1 | -13.0132 | 1 | -13.5646 | 11.5091
442 | 10.6946 | 0 | -10.6946 | 0 | 0 | 0 | 0.022453 | 0.022453 | 1 | -13.0132 | 1 | -13.0535 | 1.4072
443 | 0 | 0 | 0 | 0 | 0 | 0 | 0 | 0 | 1 | 14.6892 | 1 | 14.6892 | 0
444 | 336 | 0 | -336 | 0 | 0 | 0 | 0.70542 | 5.8785 | 1 | 14.6892 | 1 | -15.8043 | 292.1739
445 | 12 | 0 | -12 | 0 | 0 | 0 | 0.025193 | 0.052486 | 1 | -12.1443 | 1 | -12.371 | 4.5977
446 | 12 | 0 | -12 | 0 | 0 | 0 | 0.025193 | 0.052486 | 1 | -12.1443 | 1 | -12.371 | 4.5977
447 | 262.9652 | 0 | -262.9652 | 0 | 0 | 0 | 0.37956 | 0.55208 | 1 | -11.4687 | 1 | -12.1443 | 23.5843
448 | 23.1949 | 0 | -23.1949 | 0 | 0 | 0 | 0.033479 | 0.10145 | 1 | 6.2462 | 1 | 5.8548 | 8.6226
449 | 23.1949 | 0 | -23.1949 | 0 | 0 | 0 | 0.033479 | 0.10145 | 1 | 6.2462 | 1 | 5.8548 | 8.6226
450 | -36.3897 | 0 | 36.3897 | 0 | 0 | 0 | 0.052524 | 0.15916 | 1 | 5.2534 | 1 | 5.8548 | 13.0898
451 | 56.9589 | 0 | -56.9589 | 0 | 0 | 0 | 0.082213 | 0.24913 | 1 | -2.0264 | 1 | -3.0026 | 20.7879
452 | 52.0411 | 0 | -52.0411 | 0 | 0 | 0 | 0.075115 | 0.22762 | 1 | -2.0264 | 1 | -3.0026 | 21.6838
453 | 256 | 0 | -256 | 0 | 0 | 0 | 0.3695 | 1.1197 | 1 | -6.3299 | 1 | -11.1436 | 96.9697
454 | 0 | 0 | 0 | 0 | 0 | 0 | 0 | 0 | 1 | -6.3299 | 1 | -6.3299 | 0
455 | 168.4259 | 0 | -168.4259 | 0 | 0 | 0 | 0.2431 | 0.73667 | 1 | -18.2053 | 1 | -21.1425 | 61.0239
456 | 167.8427 | 0 | -167.8427 | 0 | 0 | 0 | 0.24226 | 0.73412 | 1 | -18.2053 | 1 | -21.1425 | 61.0337
457 | 10.1552 | 0 | -10.1552 | 0 | 0 | 0 | 0.02132 | 0.044418 | 1 | -10.9444 | 1 | -11.1215 | 3.8178
458 | 9.5343 | 0 | -9.5343 | 0 | 0 | 0 | 0.020017 | 0.041702 | 1 | -10.9444 | 1 | -11.1215 | 3.5843
459 | 10.1552 | 0 | -10.1552 | 0 | 0 | 0 | 0.02132 | 0.044418 | 1 | -10.9444 | 1 | -11.1215 | 3.8178
460 | 10.1552 | 0 | -10.1552 | 0 | 0 | 0 | 0.02132 | 0.044418 | 1 | -10.9444 | 1 | -11.1215 | 3.8178
461 | 299.7742 | 0 | -299.7742 | 0 | 0 | 0 | 0.43269 | 0.62936 | 1 | -10.1898 | 1 | -10.9444 | 26.3422
462 | 310.0329 | 0 | -310.0329 | 0 | 0 | 0 | 0.44749 | 0.6509 | 1 | -10.1089 | 1 | -10.9444 | 29.1658
463 | 1.4783 | 0 | -1.4783 | 0 | 0 | 0 | 0.0021338 | 0.006466 | 1 | -0.43566 | 1 | -0.46335 | 0.57523
464 | 1.5217 | 0 | -1.5217 | 0 | 0 | 0 | 0.0021963 | 0.0066556 | 1 | -0.43566 | 1 | -0.46335 | 0.59673
465 | -2.5121 | 0 | 2.5121 | 0 | 0 | 0 | 0.005274 | 0.010987 | 1 | -1.7406 | 1 | -1.6931 | 0.96248
466 | -12.7398 | 0 | 12.7398 | 0 | 0 | 0 | 0.026747 | 0.055722 | 1 | -1.9338 | 1 | -1.6931 | 4.8812
467 | 0 | 0 | 0 | 0 | 0 | 0 | 0 | 0 | 1 | -1.4446 | 1 | -1.4446 | 0
468 | 0 | 0 | 0 | 0 | 0 | 0 | 0 | 0 | 1 | -1.4446 | 1 | -1.4446 | 0
469 | 0 | 0 | 0 | 0 | 0 | 0 | 0 | 0 | 1 | -1.4446 | 1 | -1.4446 | 0
470 | 15.2519 | 0 | -15.2519 | 0 | 0 | 0 | 0.022014 | 0.06671 | 1 | -1.4446 | 1 | -1.6931 | 5.4863
471 | 116.6259 | 0 | -116.6259 | 0 | 0 | 0 | 0.16833 | 0.24485 | 1 | -1.4446 | 1 | -1.7406 | 10.33
472 | 87.2886 | 0 | -87.2886 | 0 | 0 | 0 | 0.12599 | 0.18326 | 1 | -1.4446 | 1 | -1.7406 | 10.33
473 | 194.4885 | 0 | -194.4885 | 0 | 0 | 0 | 0.28072 | 0.40832 | 1 | -1.4446 | 1 | -1.9338 | 17.0754
474 | 149.5807 | 0 | -149.5807 | 0 | 0 | 0 | 0.2159 | 0.31404 | 1 | -1.4446 | 1 | -1.9338 | 17.0754
475 | 304.4224 | 0 | -304.4224 | 0 | 0 | 0 | 0.4394 | 0.4394 | 1 | -1.4446 | 1 | -1.7617 | 11.0699
476 | 114.5035 | 0 | -114.5035 | 0 | 0 | 0 | 0.16527 | 0.16527 | 1 | -1.4446 | 1 | -1.5639 | 4.1638
477 | 7.1054e-15 | 0 | -7.1054e-15 | 0 | 0 | 0 | 1.4918e-17 | 1.2431e-16 | 1 | -5.2404 | 1 | -5.2404 | 6.4595e-15
478 | 7.1054e-15 | 0 | -7.1054e-15 | 0 | 0 | 0 | 1.4918e-17 | 1.2431e-16 | 1 | -5.2404 | 1 | -5.2404 | 6.4595e-15
479 | 307.5 | 0 | -307.5 | 0 | 0 | 0 | 0.64558 | 5.3799 | 1 | -5.2404 | 1 | -34.7937 | 256.25
480 | 307.5 | 0 | -307.5 | 0 | 0 | 0 | 0.64558 | 5.3799 | 1 | -5.2404 | 1 | -34.7937 | 256.25
481 | 1.1177 | 0 | -1.1177 | 0 | 0 | 0 | 0.0023466 | 0.019555 | 1 | 4.711 | 1 | 4.5704 | 1.0161
482 | 0.8823 | 0 | -0.8823 | 0 | 0 | 0 | 0.0018523 | 0.015436 | 1 | 4.711 | 1 | 4.5704 | 0.80209
483 | 17.1663 | 0 | -17.1663 | 0 | 0 | 0 | 0.03604 | 0.075083 | 1 | -19.464 | 1 | -19.7482 | 6.1528
484 | 12.8337 | 0 | -12.8337 | 0 | 0 | 0 | 0.026944 | 0.056133 | 1 | -19.464 | 1 | -19.7482 | 6.0823
485 | 226.5 | 0 | -226.5 | 0 | 0 | 0 | 0.47553 | 0.99068 | 1 | -3.9656 | 1 | -9.2079 | 107.346
486 | 226.5 | 0 | -226.5 | 0 | 0 | 0 | 0.47553 | 0.99068 | 1 | -3.9656 | 1 | -9.2079 | 107.346
487 | 0 | 0 | 0 | 0 | 0 | 0 | 0 | 0 | 1 | -3.9656 | 1 | -3.9656 | 0
488 | 0 | 0 | 0 | 0 | 0 | 0 | 0 | 0 | 1 | -3.9656 | 1 | -3.9656 | 0
489 | 15.0829 | 0 | -15.0829 | 0 | 0 | 0 | 0.02177 | 0.06597 | 1 | -16.5369 | 1 | -16.792 | 5.5249
490 | 14.9171 | 0 | -14.9171 | 0 | 0 | 0 | 0.021531 | 0.065246 | 1 | -16.5369 | 1 | -16.792 | 5.5249
491 | 60.4229 | 0 | -60.4229 | 0 | 0 | 0 | 0.087213 | 0.26428 | 1 | -9.1472 | 1 | -10.2781 | 25.1762
492 | 57.5771 | 0 | -57.5771 | 0 | 0 | 0 | 0.083105 | 0.25183 | 1 | -9.1472 | 1 | -10.2781 | 23.9904
493 | 0 | 0 | 0 | 0 | 0 | 0 | 0 | 0 | 1 | -9.1472 | 1 | -9.1472 | 0
494 | 0 | 0 | 0 | 0 | 0 | 0 | 0 | 0 | 1 | -9.1472 | 1 | -9.1472 | 0
495 | 157.8012 | 0 | -157.8012 | 0 | 0 | 0 | 0.22777 | 0.3313 | 1 | -9.1472 | 1 | -9.549 | 14.0268
496 | 0 | 0 | 0 | 0 | 0 | 0 | 0 | 0 | 1 | -10.7325 | 1 | -10.7325 | 0
497 | 0 | 0 | 0 | 0 | 0 | 0 | 0 | 0 | 1 | -10.7325 | 1 | -10.7325 | 0
498 | 0 | 0 | 0 | 0 | 0 | 0 | 0 | 0 | 1 | -10.7325 | 1 | -10.7325 | 0
499 | 0 | 0 | 0 | 0 | 0 | 0 | 0 | 0 | 1 | -10.7325 | 1 | -10.7325 | 0
500 | 19 | 0 | -19 | 0 | 0 | 0 | 0.03989 | 0.33241 | 1 | -17.9043 | 1 | -20.6684 | 17.1171
501 | 0 | 0 | 0 | 0 | 0 | 0 | 0 | 0 | 1 | -18.0167 | 1 | -18.0167 | 0
502 | 0 | 0 | 0 | 0 | 0 | 0 | 0 | 0 | 1 | -18.0167 | 1 | -18.0167 | 0
503 | -65.6181 | 0 | 65.6181 | 0 | 0 | 0 | 0.094712 | 0.287 | 1 | -2.2497 | 1 | -1.0164 | 27.3409
504 | -65.3755 | 0 | 65.3755 | 0 | 0 | 0 | 0.094361 | 0.28594 | 1 | -2.2497 | 1 | -1.0164 | 27.2398
505 | 1.467 | 0 | -1.467 | 0 | 0 | 0 | 0.0030799 | 0.0064165 | 1 | -2.4856 | 1 | -2.5109 | 0.5277
506 | 1.2665 | 0 | -1.2665 | 0 | 0 | 0 | 0.0026589 | 0.0055395 | 1 | -2.4856 | 1 | -2.5109 | 0.5277
507 | 1.2665 | 0 | -1.2665 | 0 | 0 | 0 | 0.0026589 | 0.0055395 | 1 | -2.4856 | 1 | -2.5109 | 0.5277
508 | 0 | 0 | 0 | 0 | 0 | 0 | 0 | 0 | 1 | -2.4856 | 1 | -2.4856 | 0
509 | 252.7015 | 0 | -252.7015 | 0 | 0 | 0 | 0.36474 | 0.53054 | 1 | -1.8274 | 1 | -2.4856 | 22.9729
510 | -6 | 0 | 6 | 0 | 0 | 0 | 0.0086603 | 0.026243 | 1 | -3.1327 | 1 | -3.0953 | 1.3043
511 | 23 | 0 | -23 | 0 | 0 | 0 | 0.033198 | 0.1006 | 1 | -9.8747 | 1 | -10.2746 | 8.6142
512 | 23 | 0 | -23 | 0 | 0 | 0 | 0.033198 | 0.1006 | 1 | -9.8747 | 1 | -10.2746 | 8.6142
513 | 33 | 0 | -33 | 0 | 0 | 0 | 0.047631 | 0.14434 | 1 | -6.4075 | 1 | -7.0067 | 13.0435
514 | 0 | 0 | 0 | 0 | 0 | 0 | 0 | 0 | 1 | -6.407 | 1 | -6.407 | 0
515 | 0 | 0 | 0 | 0 | 0 | 0 | 0 | 0 | 1 | -6.3781 | 1 | -6.3781 | 0
516 | 0 | 0 | 0 | 0 | 0 | 0
517 | 0 | 0 | 0 | 0 | 0 | 0
518 | 1.5 | 0 | -1.5 | 0 | 0 | 0 | 0.0031492 | 0.0065608 | 1 | 13.6217 | 1 | 13.5915 | 0.625
519 | 1.5 | 0 | -1.5 | 0 | 0 | 0 | 0.0031492 | 0.0065608 | 1 | 13.6217 | 1 | 13.5915 | 0.625
520 | 69.5 | 0 | -69.5 | 0 | 0 | 0 | 0.10031 | 0.30398 | 1 | -15.3037 | 1 | -16.5276 | 27.1484
521 | 69.5 | 0 | -69.5 | 0 | 0 | 0 | 0.10031 | 0.30398 | 1 | -15.3037 | 1 | -16.5276 | 27.1484
522 | 0 | 0 | 0 | 0 | 0 | 0 | 0 | 0 | 1 | -0.92783 | 1 | -0.92783 | 0
523 | 0 | 0 | 0 | 0 | 0 | 0 | 0 | 0 | 1 | -0.92783 | 1 | -0.92783 | 0
524 | 0 | 0 | 0 | 0 | 0 | 0 | 0 | 0 | 1 | -0.92783 | 1 | -0.92783 | 0
525 | 96 | 0 | -96 | 0 | 0 | 0 | 0.13856 | 0.41989 | 1 | -0.92783 | 1 | -2.6675 | 37.5
526 | 1.0044 | 0 | -1.0044 | 0 | 0 | 0 | 0.0021086 | 0.017572 | 1 | -5.0502 | 1 | -5.1542 | 0.87336
527 | 0.99563 | 0 | -0.99563 | 0 | 0 | 0 | 0.0020903 | 0.017419 | 1 | -5.0502 | 1 | -5.1542 | 0.87336
528 | 0 | 0 | 0 | 0 | 0 | 0 | 0 | 0 | 1 | -8.2113 | 1 | -8.2113 | 0
529 | -72.5152 | 0 | 72.5152 | 0 | 0 | 0 | 0.10467 | 0.31717 | 1 | 0.050778 | 1 | 1.2836 | 27.1592
530 | -72.7706 | 0 | 72.7706 | 0 | 0 | 0 | 0.10504 | 0.31829 | 1 | 0.050778 | 1 | 1.2833 | 27.1532
531 | -73.9338 | 0 | 73.9338 | 0 | 0 | 0 | 0.10671 | 0.32338 | 1 | 0.050778 | 1 | 1.303 | 27.5873
532 | -74.195 | 0 | 74.195 | 0 | 0 | 0 | 0.10709 | 0.32452 | 1 | 0.050778 | 1 | 1.3028 | 27.5818
533 | 0 | 0 | 0 | 0 | 0 | 0 | 0 | 0 | 1 | -16.676 | 1 | -16.676 | 0
534 | 0 | 0 | 0 | 0 | 0 | 0 | 0 | 0 | 1 | -16.676 | 1 | -16.676 | 0
535 | 0 | 0 | 0 | 0 | 0 | 0 | 0 | 0 | 1 | -16.676 | 1 | -16.676 | 0
536 | 0 | 0 | 0 | 0 | 0 | 0 | 0 | 0 | 1 | -16.676 | 1 | -16.676 | 0
537 | 0 | 0 | 0 | 0 | 0 | 0 | 0 | 0 | 1 | -16.676 | 1 | -16.676 | 0
538 | 0 | 0 | 0 | 0 | 0 | 0 | 0 | 0 | 1 | -16.676 | 1 | -16.676 | 0
539 | 198.5294 | 0 | -198.5294 | 0 | 0 | 0 | 0.28655 | 0.86834 | 1 | -16.676 | 1 | -20.2091 | 73.5294
540 | 176.4706 | 0 | -176.4706 | 0 | 0 | 0 | 0.25471 | 0.77186 | 1 | -16.676 | 1 | -20.2091 | 73.5294
541 | 0 | 0 | 0 | 0 | 0 | 0 | 0 | 0 | 1 | -16.676 | 1 | -16.676 | 0
542 | 0 | 0 | 0 | 0 | 0 | 0 | 0 | 0 | 1 | -16.676 | 1 | -16.676 | 0
543 | 0 | 0 | 0 | 0 | 0 | 0 | 0 | 0 | 1 | -16.676 | 1 | -16.676 | 0
544 | 0 | 0 | 0 | 0 | 0 | 0 | 0 | 0 | 1 | -16.676 | 1 | -16.676 | 0
545 | 139.5757 | 0 | -139.5757 | 0 | 0 | 0 | 0.29303 | 0.61049 | 1 | -2.3777 | 1 | -4.8702 | 50.2071
546 | 135.5591 | 0 | -135.5591 | 0 | 0 | 0 | 0.2846 | 0.59292 | 1 | -2.3777 | 1 | -4.8702 | 50.2071
547 | 132.4326 | 0 | -132.4326 | 0 | 0 | 0 | 0.27804 | 0.57924 | 1 | -2.3777 | 1 | -4.8702 | 50.1639
548 | 132.4326 | 0 | -132.4326 | 0 | 0 | 0 | 0.27804 | 0.57924 | 1 | -2.3777 | 1 | -4.8702 | 50.1639
549 | 0 | 0 | 0 | 0 | 0 | 0 | 0 | 0 | 1 | -4.3035 | 1 | -4.3035 | 0
550 | 0 | 0 | 0 | 0 | 0 | 0 | 0 | 0 | 1 | -4.3035 | 1 | -4.3035 | 0
551 | 63.5046 | 0 | -63.5046 | 0 | 0 | 0 | 0.13333 | 0.27776 | 1 | -4.3035 | 1 | -5.3528 | 22.7615
552 | 56.4954 | 0 | -56.4954 | 0 | 0 | 0 | 0.11861 | 0.2471 | 1 | -4.3035 | 1 | -5.3528 | 21.2389
553 | 9.3714 | 0 | -9.3714 | 0 | 0 | 0 | 0.013526 | 0.040989 | 1 | 15.1283 | 1 | 14.9765 | 3.371
554 | 9.3466 | 0 | -9.3466 | 0 | 0 | 0 | 0.013491 | 0.040881 | 1 | 15.1283 | 1 | 14.9765 | 3.3621
555 | 10.282 | 0 | -10.282 | 0 | 0 | 0 | 0.014841 | 0.044972 | 1 | 15.1435 | 1 | 14.9765 | 3.6986
556 | 1.5 | 0 | -1.5 | 0 | 0 | 0 | 0.0031492 | 0.026243 | 1 | 15.2564 | 1 | 15.0967 | 1.3636
557 | 1.5 | 0 | -1.5 | 0 | 0 | 0 | 0.0031492 | 0.026243 | 1 | 15.2564 | 1 | 15.0967 | 1.3636
558 | 5.0714 | 0 | -5.0714 | 0 | 0 | 0 | 0.00732 | 0.022182 | 1 | -1.4243 | 1 | -1.5236 | 2.1131
559 | -5.0714 | 0 | 5.0714 | 0 | 0 | 0 | 0.00732 | 0.022182 | 1 | -1.6186 | 1 | -1.5236 | 2.1131
560 | 18.7206 | 0 | -18.7206 | 0 | 0 | 0 | 0.039303 | 0.081882 | 1 | -2.8821 | 1 | -3.1922 | 6.6859
561 | 18.7657 | 0 | -18.7657 | 0 | 0 | 0 | 0.039398 | 0.082079 | 1 | -2.8821 | 1 | -3.1922 | 6.7261
562 | 12.851 | 0 | -12.851 | 0 | 0 | 0 | 0.02698 | 0.056208 | 1 | -2.8821 | 1 | -3.1922 | 6.4904
563 | 12.6627 | 0 | -12.6627 | 0 | 0 | 0 | 0.026585 | 0.055385 | 1 | -2.8821 | 1 | -3.1922 | 6.6999
564 | 245.9827 | 0 | -245.9827 | 0 | 0 | 0 | 0.35505 | 0.51643 | 1 | -2.2513 | 1 | -2.8821 | 22.0217
565 | 1008.6815 | 0 | -1008.6815 | 0 | 0 | 0 | 1.4559 | 1.4559 | 1 | -5.2589 | 1 | -6.3097 | 36.6793
566 | 0 | 0 | 0 | 0 | 0 | 0 | 0 | 0 | 1 | -5.2589 | 1 | -5.2589 | 0
567 | 0 | 0 | 0 | 0 | 0 | 0 | 0 | 0 | 1 | -5.2589 | 1 | -5.2589 | 0
568 | 0 | 0 | 0 | 0 | 0 | 0 | 0 | 0 | 1 | 17.8653 | 1 | 17.8653 | 0
569 | 0 | 0 | 0 | 0 | 0 | 0 | 0 | 0 | 1 | 17.8653 | 1 | 17.8653 | 0
570 | 0 | 0 | 0 | 0 | 0 | 0 | 0 | 0 | 1 | 17.8653 | 1 | 17.8653 | 0
571 | 0 | 0 | 0 | 0 | 0 | 0 | 0 | 0 | 1 | 17.8653 | 1 | 17.8653 | 0
572 | 0 | 0 | 0 | 0 | 0 | 0 | 0 | 0 | 1 | 17.8653 | 1 | 17.8653 | 0
573 | 0 | 0 | 0 | 0 | 0 | 0 | 0 | 0 | 1 | 17.8653 | 1 | 17.8653 | 0
574 | 77.7846 | 0 | -77.7846 | 0 | 0 | 0 | 0.11227 | 0.16331 | 1 | 18.0554 | 1 | 17.8653 | 6.6369
575 | 77.3195 | 0 | -77.3195 | 0 | 0 | 0 | 0.1116 | 0.16233 | 1 | 18.0554 | 1 | 17.8653 | 6.6369
576 | 0 | 0 | 0 | 0 | 0 | 0 | 0 | 0 | 1 | -6.6753 | 1 | -6.6753 | 0
577 | 0 | 0 | 0 | 0 | 0 | 0 | 0 | 0 | 1 | -6.6753 | 1 | -6.6753 | 0
578 | 222.6887 | 0 | -222.6887 | 0 | 0 | 0 | 0.32142 | 0.32142 | 1 | -3.2564 | 1 | -3.5756 | 11.14
579 | 12.7884 | 0 | -12.7884 | 0 | 0 | 0 | 0.018458 | 0.055935 | 1 | -9.6258 | 1 | -9.8332 | 4.6001
580 | 11.0652 | 0 | -11.0652 | 0 | 0 | 0 | 0.015971 | 0.048398 | 1 | -9.6258 | 1 | -9.8332 | 4.391
581 | 80 | 0 | -80 | 0 | 0 | 0 | 0.11547 | 1.3996 | 1 | -9.6258 | 1 | -14.2148 | 53.3333
582 | -12.0215 | 0 | 12.0215 | 0 | 0 | 0 | 0.017351 | 0.05258 | 1 | -10.0568 | 1 | -9.8332 | 4.7329
583 | -11.8321 | 0 | 11.8321 | 0 | 0 | 0 | 0.017078 | 0.051752 | 1 | -10.0568 | 1 | -9.8332 | 4.7329
584 | -37.3698 | 0 | 37.3698 | 0 | 0 | 0 | 0.078456 | 0.16345 | 1 | -17.0164 | 1 | -16.2009 | 17.7108
585 | -36.4746 | 0 | 36.4746 | 0 | 0 | 0 | 0.076577 | 0.15954 | 1 | -17.0164 | 1 | -16.2009 | 17.2865
586 | -78.1556 | 0 | 78.1556 | 0 | 0 | 0 | 0.11281 | 0.34184 | 1 | -17.5773 | 1 | -16.2009 | 30.5295
587 | 9.0949e-13 | 0 | -9.0949e-13 | 0 | 0 | 0 | 1.3127e-15 | 3.978e-15 | 1 | -17.5773 | 1 | -17.5773 | 3.7896e-13
588 | 227.4596 | 0 | -227.4596 | 0 | 0 | 0 | 0.32831 | 0.47754 | 1 | -17.5773 | 1 | -18.1158 | 18.7983
589 | -73.8444 | 0 | 73.8444 | 0 | 0 | 0 | 0.10659 | 0.15503 | 1 | -17.265 | 1 | -17.0164 | 8.6774
590 | 7.9581e-13 | 0 | -7.9581e-13 | 0 | 0 | 0 | 1.1486e-15 | 3.4808e-15 | 1 | -17.5773 | 1 | -17.5773 | 3.3159e-13
591 | 18.8317 | 0 | -18.8317 | 0 | 0 | 0 | 0.027181 | 0.082367 | 1 | -12.9853 | 1 | -13.353 | 7.8465
592 | 46.1683 | 0 | -46.1683 | 0 | 0 | 0 | 0.066638 | 0.20193 | 1 | -12.5904 | 1 | -13.353 | 16.5478
593 | 299.5475 | 0 | -299.5475 | 0 | 0 | 0 | 0.62889 | 5.2407 | 1 | -5.0088 | 1 | -65.0056 | 394.1415
594 | 299.4525 | 0 | -299.4525 | 0 | 0 | 0 | 0.62869 | 5.2391 | 1 | -5.0278 | 1 | -65.0056 | 394.0164
595 | 3.9992 | 0 | -3.9992 | 0 | 0 | 0 | 0.0083962 | 0.034984 | 1 | -0.9126 | 1 | -1.2168 | 3.2781
596 | 139.6251 | 0 | -139.6251 | 0 | 0 | 0 | 0.20153 | 0.29314 | 1 | -0.45754 | 1 | -0.9126 | 15.8845
597 | 139.6251 | 0 | -139.6251 | 0 | 0 | 0 | 0.20153 | 0.29314 | 1 | -0.45754 | 1 | -0.9126 | 15.8845
598 | 135.5835 | 0 | -135.5835 | 0 | 0 | 0 | 0.1957 | 0.28465 | 1 | -1.3845 | 1 | -1.7377 | 12.3258
599 | -3.9992 | 0 | 3.9992 | 0 | 0 | 0 | 0.0057724 | 0.034984 | 1 | -1.3845 | 1 | -1.2168 | 2.2218
600 | 16.3125 | 0 | -16.3125 | 0 | 0 | 0 | 0.034247 | 0.1427 | 1 | -2.9108 | 1 | -3.3723 | 7.805
601 | 16.3125 | 0 | -16.3125 | 0 | 0 | 0 | 0.034247 | 0.1427 | 1 | -2.9108 | 1 | -3.3723 | 7.805
602 | 13.375 | 0 | -13.375 | 0 | 0 | 0 | 0.02808 | 0.117 | 1 | -2.9108 | 1 | -3.3723 | 7.4305
603 | 0 | 0 | 0 | 0 | 0 | 0 | 0 | 0 | 1 | -13.2631 | 1 | -13.2631 | 0
604 | 0 | 0 | 0 | 0 | 0 | 0 | 0 | 0 | 1 | -13.2631 | 1 | -13.2631 | 0
605 | 55 | 0 | -55 | 0 | 0 | 0 | 0.079386 | 0.24056 | 1 | -12.9458 | 1 | -13.9897 | 22.9167
606 | 0 | 0 | 0 | 0 | 0 | 0 | 0 | 0 | 1 | -12.9458 | 1 | -12.9458 | 0
607 | 130.0534 | 0 | -130.0534 | 0 | 0 | 0 | 0.18772 | 0.27304 | 1 | -12.94 | 1 | -13.2631 | 11.2796
608 | 123.5849 | 0 | -123.5849 | 0 | 0 | 0 | 0.17838 | 0.25946 | 1 | -12.9418 | 1 | -13.2631 | 11.2146
609 | 0.028152 | 0 | -0.028152 | 0 | 0 | 0 | 5.9104e-05 | 0.00049253 | 1 | -2.9757 | 1 | -2.9786 | 0.025362
610 | 28.1753 | 0 | -28.1753 | 0 | 0 | 0 | 0.059153 | 0.49294 | 1 | -2.9757 | 1 | -5.8558 | 20.8706
611 | -0.028152 | 0 | 0.028152 | 0 | 0 | 0 | 5.9104e-05 | 0.00049253 | 1 | -2.9816 | 1 | -2.9786 | 0.025362
612 | 35.8247 | 0 | -35.8247 | 0 | 0 | 0 | 0.075212 | 0.62677 | 1 | -2.9816 | 1 | -5.8558 | 20.8283
613 | -2.3238 | 0 | 2.3238 | 0 | 0 | 0 | 0.0048788 | 0.020328 | 1 | 12.4441 | 1 | 12.6021 | 1.6718
614 | -1.6762 | 0 | 1.6762 | 0 | 0 | 0 | 0.003519 | 0.014663 | 1 | 12.4441 | 1 | 12.6021 | 1.6596
615 | 21.8975 | 0 | -21.8975 | 0 | 0 | 0 | 0.045973 | 0.095777 | 1 | -18.1684 | 1 | -18.5777 | 8.2632
616 | 13.1025 | 0 | -13.1025 | 0 | 0 | 0 | 0.027508 | 0.057309 | 1 | -18.3328 | 1 | -18.5777 | 4.9443
617 | 3.8202 | 0 | -3.8202 | 0 | 0 | 0 | 0.0080204 | 0.016709 | 1 | -18.1681 | 1 | -18.2369 | 1.4416
618 | -3.8202 | 0 | 3.8202 | 0 | 0 | 0 | 0.0080204 | 0.016709 | 1 | -18.3294 | 1 | -18.2369 | 1.9294
619 | 21.1609 | 0 | -21.1609 | 0 | 0 | 0 | 0.044426 | 0.092555 | 1 | -2.1648 | 1 | -2.8467 | 14.1073
620 | 29.1779 | 0 | -29.1779 | 0 | 0 | 0 | 0.042115 | 0.061258 | 1 | -2.0783 | 1 | -2.1648 | 3.0205
621 | 26.8221 | 0 | -26.8221 | 0 | 0 | 0 | 0.038714 | 0.056312 | 1 | -2.0783 | 1 | -2.1648 | 3.0205
622 | 0 | 0 | 0 | 0 | 0 | 0 | 0 | 0 | 1 | -17.8729 | 1 | -17.8729 | 0
623 | 0 | 0 | 0 | 0 | 0 | 0 | 0 | 0 | 1 | -17.8729 | 1 | -17.8729 | 0
624 | 0 | 0 | 0 | 0 | 0 | 0 | 0 | 0 | 1 | 15.6504 | 1 | 15.6504 | 0
625 | 0 | 0 | 0 | 0 | 0 | 0 | 0 | 0 | 1 | 15.6504 | 1 | 15.6504 | 0
626 | 271.0048 | 0 | -271.0048 | 0 | 0 | 0 | 0.56896 | 14.2241 | 1 | 15.6504 | 1 | -107.7868 | 615.9199
627 | 270.9952 | 0 | -270.9952 | 0 | 0 | 0 | 0.56894 | 14.2236 | 1 | 15.6461 | 1 | -107.7868 | 615.8983
628 | 0 | 0 | 0 | 0 | 0 | 0 | 0 | 0 | 1 | -17.815 | 1 | -17.815 | 0
629 | 0 | 0 | 0 | 0 | 0 | 0 | 0 | 0 | 1 | -17.815 | 1 | -17.815 | 0
630 | -2.2737e-13 | 0 | 2.2737e-13 | 0 | 0 | 0 | 4.7736e-16 | 9.945e-16 | 1 | -17.9757 | 1 | -17.9757 | 8.6784e-14
631 | -2.2737e-13 | 0 | 2.2737e-13 | 0 | 0 | 0 | 4.7736e-16 | 9.945e-16 | 1 | -17.9757 | 1 | -17.9757 | 1.0242e-13
632 | 2.8422e-14 | 0 | -2.8422e-14 | 0 | 0 | 0 | 5.967e-17 | 4.9725e-16 | 1 | -17.6455 | 1 | -17.6455 | 2.4501e-14
633 | 0 | 0 | 0 | 0 | 0 | 0 | 0 | 0 | 1 | -17.6455 | 1 | -17.6455 | 0
634 | 0.0022708 | 0 | -0.0022708 | 0 | 0 | 0 | 4.7674e-06 | 9.9321e-06 | 1 | -17.6455 | 1 | -17.6455 | 0.00072782
635 | 0.0019142 | 0 | -0.0019142 | 0 | 0 | 0 | 4.0187e-06 | 8.3723e-06 | 1 | -17.6455 | 1 | -17.6455 | 0.00072782
636 | 303.9958 | 0 | -303.9958 | 0 | 0 | 0 | 0.63823 | 1.3296 | 1 | -17.6455 | 1 | -22.974 | 115.5878
637 | 0 | 0 | 0 | 0 | 0 | 0 | 0 | 0 | 1 | -14.928 | 1 | -14.928 | 0
638 | 0 | 0 | 0 | 0 | 0 | 0 | 0 | 0 | 1 | -14.928 | 1 | -14.928 | 0
639 | 0 | 0 | 0 | 0 | 0 | 0 | 0 | 0 | 1 | -14.928 | 1 | -14.928 | 0
640 | 0 | 0 | 0 | 0 | 0 | 0 | 0 | 0 | 1 | -14.928 | 1 | -14.928 | 0
641 | 25.5049 | 0 | -25.5049 | 0 | 0 | 0 | 0.036813 | 0.11155 | 1 | -0.6338 | 1 | -1.0546 | 9.3083
642 | 25.7304 | 0 | -25.7304 | 0 | 0 | 0 | 0.037139 | 0.11254 | 1 | -0.6338 | 1 | -1.0546 | 9.2555
643 | 24.3828 | 0 | -24.3828 | 0 | 0 | 0 | 0.035194 | 0.10665 | 1 | -0.6338 | 1 | -1.0546 | 8.8665
644 | 24.9452 | 0 | -24.9452 | 0 | 0 | 0 | 0.036005 | 0.10911 | 1 | -0.6338 | 1 | -1.0546 | 9.071
645 | 25.4367 | 0 | -25.4367 | 0 | 0 | 0 | 0.036715 | 0.11126 | 1 | -0.6338 | 1 | -1.0546 | 9.2835
646 | 11.8659 | 0 | -11.8659 | 0 | 0 | 0 | 0.024912 | 0.0519 | 1 | -13.6623 | 1 | -13.8737 | 4.2683
647 | 11.8659 | 0 | -11.8659 | 0 | 0 | 0 | 0.024912 | 0.0519 | 1 | -13.6623 | 1 | -13.8737 | 4.2683
648 | 11.2683 | 0 | -11.2683 | 0 | 0 | 0 | 0.023657 | 0.049286 | 1 | -13.6623 | 1 | -13.8737 | 4.2683
649 | 0 | 0 | 0 | 0 | 0 | 0 | 0 | 0 | 1 | -3.2522 | 1 | -3.2522 | 0
650 | -2.8422e-14 | 0 | 2.8422e-14 | 0 | 0 | 0 | 5.967e-17 | 1.2431e-16 | 1 | -3.2891 | 1 | -3.2891 | 1.373e-14
651 | 24.5799 | 0 | -24.5799 | 0 | 0 | 0 | 0.051604 | 0.10751 | 1 | -14.968 | 1 | -15.3806 | 8.81
652 | 35.6403 | 0 | -35.6403 | 0 | 0 | 0 | 0.074825 | 0.15589 | 1 | -14.968 | 1 | -16.7577 | 28.0632
653 | 35.3597 | 0 | -35.3597 | 0 | 0 | 0 | 0.074236 | 0.15466 | 1 | -14.968 | 1 | -16.7577 | 28.0632
654 | -14.1113 | 0 | 14.1113 | 0 | 0 | 0 | 0.029626 | 0.061721 | 1 | -15.637 | 1 | -15.3806 | 5.305
655 | -10.4686 | 0 | 10.4686 | 0 | 0 | 0 | 0.021978 | 0.045788 | 1 | -15.637 | 1 | -15.3806 | 5.5389
656 | 29.7433 | 0 | -29.7433 | 0 | 0 | 0 | 0.062445 | 0.26019 | 1 | 15.0183 | 1 | 13.9793 | 16.524
657 | 14.7031 | 0 | -14.7031 | 0 | 0 | 0 | 0.030868 | 0.12862 | 1 | 15.0183 | 1 | 13.9793 | 10.9724
658 | 13.7768 | 0 | -13.7768 | 0 | 0 | 0 | 0.028924 | 0.12052 | 1 | 15.0183 | 1 | 13.9793 | 10.8479
659 | 13.7768 | 0 | -13.7768 | 0 | 0 | 0 | 0.028924 | 0.12052 | 1 | 15.0183 | 1 | 13.9793 | 10.8479
660 | 602 | 0 | -602 | 0 | 0 | 0 | 0.86891 | 2.6331 | 1 | -3.5082 | 1 | -14.8709 | 228.8973
661 | 0 | 0 | 0 | 0 | 0 | 0 | 0 | 0 | 1 | -3.5082 | 1 | -3.5082 | 0
662 | 0 | 0 | 0 | 0 | 0 | 0 | 0 | 0 | 1 | -16.3526 | 1 | -16.3526 | 0
663 | 4.5708 | 0 | -4.5708 | 0 | 0 | 0 | 0.0065974 | 0.019992 | 1 | -16.3526 | 1 | -16.4291 | 1.6867
664 | 4.4292 | 0 | -4.4292 | 0 | 0 | 0 | 0.0063929 | 0.019373 | 1 | -16.3526 | 1 | -16.4291 | 1.6841
665 | 216.8827 | 0 | -216.8827 | 0 | 0 | 0 | 0.31304 | 0.31304 | 1 | -16.3526 | 1 | -16.6632 | 10.8441
666 | 170.099 | 0 | -170.099 | 0 | 0 | 0 | 0.24552 | 0.24552 | 1 | -16.3526 | 1 | -16.5962 | 8.505
667 | 21 | 0 | -21 | 0 | 0 | 0 | 0.044089 | 0.091851 | 1 | -2.7627 | 1 | -3.1119 | 7.5269
668 | 21 | 0 | -21 | 0 | 0 | 0 | 0.044089 | 0.091851 | 1 | -2.7627 | 1 | -3.1119 | 7.5269
669 | 21 | 0 | -21 | 0 | 0 | 0 | 0.044089 | 0.091851 | 1 | -2.7627 | 1 | -3.1119 | 7.5269
670 | -108.4091 | 0 | 108.4091 | 0 | 0 | 0 | 0.2276 | 0.2276 | 1 | -17.5608 | 1 | -17.1467 | 14.4546
671 | -2 | 0 | 2 | 0 | 0 | 0 | 0.0041989 | 0.034991 | 1 | -17.5608 | 1 | -17.3416 | 2
672 | -2 | 0 | 2 | 0 | 0 | 0 | 0.0041989 | 0.034991 | 1 | -17.5608 | 1 | -17.3416 | 2
673 | -0.82143 | 0 | 0.82143 | 0 | 0 | 0 | 0.0017245 | 0.014371 | 1 | -17.5608 | 1 | -17.4708 | 0.82143
674 | -93.827 | 0 | 93.827 | 0 | 0 | 0 | 0.19699 | 0.19699 | 1 | -17.381 | 1 | -17.0226 | 12.5103
675 | 0.82143 | 0 | -0.82143 | 0 | 0 | 0 | 0.0017245 | 0.014371 | 1 | -17.381 | 1 | -17.4708 | 0.82143
676 | 247.8073 | 0 | -247.8073 | 0 | 0 | 0 | 0.35768 | 0.52026 | 1 | -16.5797 | 1 | -17.381 | 27.9692
677 | 23 | 0 | -23 | 0 | 0 | 0 | 0.048287 | 0.4024 | 1 | -5.1677 | 1 | -8.1716 | 20.1754
678 | 23 | 0 | -23 | 0 | 0 | 0 | 0.048287 | 0.4024 | 1 | -5.1677 | 1 | -8.1716 | 20.1754
679 | -1.111 | 0 | 1.111 | 0 | 0 | 0 | 0.0023325 | 0.0048594 | 1 | -13.1045 | 1 | -13.0829 | 0.46292
680 | 1.111 | 0 | -1.111 | 0 | 0 | 0 | 0.0023325 | 0.0048594 | 1 | -13.0656 | 1 | -13.0829 | 0.37534
681 | 0 | 0 | 0 | 0 | 0 | 0 | 0 | 0 | 1 | -9.5929 | 1 | -9.5929 | 0
682 | 0 | 0 | 0 | 0 | 0 | 0 | 0 | 0 | 1 | -9.5929 | 1 | -9.5929 | 0
683 | -1.1369e-13 | 0 | 1.1369e-13 | 0 | 0 | 0 | 1.6409e-16 | 4.9725e-16 | 1 | -9.5929 | 1 | -9.5929 | 4.0895e-14
684 | -4.5475e-13 | 0 | 4.5475e-13 | 0 | 0 | 0 | 6.5637e-16 | 9.5472e-16 | 1 | -9.5929 | 1 | -9.5929 | 6.629e-14
685 | 2.8422e-14 | 0 | -2.8422e-14 | 0 | 0 | 0 | 5.967e-17 | 1.2431e-16 | 1 | -9.5929 | 1 | -9.5929 | 2.0301e-14
686 | 0 | 0 | 0 | 0 | 0 | 0 | 0 | 0 | 1 | -9.5929 | 1 | -9.5929 | 0
687 | -1.1369e-13 | 0 | 1.1369e-13 | 0 | 0 | 0 | 2.3868e-16 | 9.945e-16 | 1 | 11.6344 | 1 | 11.6344 | 5.4921e-14
688 | -1.1369e-13 | 0 | 1.1369e-13 | 0 | 0 | 0 | 2.3868e-16 | 9.945e-16 | 1 | 11.6344 | 1 | 11.6344 | 5.4921e-14
689 | 0 | 0 | 0 | 0 | 0 | 0 | 0 | 0 | 1 | 11.6344 | 1 | 11.6344 | 0
690 | 0 | 0 | 0 | 0 | 0 | 0 | 0 | 0 | 1 | 11.6344 | 1 | 11.6344 | 0
691 | 0 | 0 | 0 | 0 | 0 | 0 | 0 | 0 | 1 | -16.7316 | 1 | -16.7316 | 0
692 | 0 | 0 | 0 | 0 | 0 | 0 | 0 | 0 | 1 | -16.7316 | 1 | -16.7316 | 0
693 | 0 | 0 | 0 | 0 | 0 | 0 | 0 | 0 | 1 | -16.7316 | 1 | -16.7316 | 0
694 | 0 | 0 | 0 | 0 | 0 | 0 | 0 | 0 | 1 | -16.7316 | 1 | -16.7316 | 0
695 | 0 | 0 | 0 | 0 | 0 | 0 | 0 | 0 | 1 | -16.7316 | 1 | -16.7316 | 0
696 | 158.4756 | 0 | -158.4756 | 0 | 0 | 0 | 0.22874 | 0.33271 | 1 | -16.7316 | 1 | -17.2095 | 16.6816
697 | 0 | 0 | 0 | 0 | 0 | 0 | 0 | 0 | 1 | -16.8069 | 1 | -16.8069 | 0
698 | 0 | 0 | 0 | 0 | 0 | 0 | 0 | 0 | 1 | -16.8069 | 1 | -16.8069 | 0
699 | 0 | 0 | 0 | 0 | 0 | 0 | 0 | 0 | 1 | -16.8069 | 1 | -16.8069 | 0
700 | 0 | 0 | 0 | 0 | 0 | 0 | 0 | 0 | 1 | -16.8069 | 1 | -16.8069 | 0
701 | -17.2225 | 0 | 17.2225 | 0 | 0 | 0 | 0.036158 | 0.036158 | 1 | -16.8069 | 1 | -16.7412 | 2.2963
702 | 23.7454 | 0 | -23.7454 | 0 | 0 | 0 | 0.049852 | 0.20772 | 1 | -16.8069 | 1 | -17.7767 | 11.8136
703 | 23.6273 | 0 | -23.6273 | 0 | 0 | 0 | 0.049604 | 0.20669 | 1 | -16.8069 | 1 | -17.7767 | 11.8136
704 | 23.6273 | 0 | -23.6273 | 0 | 0 | 0 | 0.049604 | 0.20669 | 1 | -16.8069 | 1 | -17.7767 | 11.8136
705 | 26.9031 | 0 | -26.9031 | 0 | 0 | 0 | 0.038831 | 0.056482 | 1 | -16.7257 | 1 | -16.8069 | 2.8349
706 | 26.8744 | 0 | -26.8744 | 0 | 0 | 0 | 0.03879 | 0.056422 | 1 | -16.7258 | 1 | -16.8069 | 2.8319
707 | 0 | 0 | 0 | 0 | 0 | 0 | 0 | 0 | 1 | -2.5761 | 1 | -2.5761 | 0
708 | 0 | 0 | 0 | 0 | 0 | 0 | 0 | 0 | 1 | -2.5761 | 1 | -2.5761 | 0
709 | 0 | 0 | 0 | 0 | 0 | 0 | 0 | 0 | 1 | -2.5761 | 1 | -2.5761 | 0
710 | 0 | 0 | 0 | 0 | 0 | 0 | 0 | 0 | 1 | -2.5761 | 1 | -2.5761 | 0
711 | 10.374 | 0 | -10.374 | 0 | 0 | 0 | 0.02178 | 0.045375 | 1 | -2.5761 | 1 | -2.8216 | 5.2131
712 | 10.374 | 0 | -10.374 | 0 | 0 | 0 | 0.02178 | 0.045375 | 1 | -2.5761 | 1 | -2.8216 | 5.2131
713 | 10.2519 | 0 | -10.2519 | 0 | 0 | 0 | 0.021523 | 0.044841 | 1 | -2.5761 | 1 | -2.8216 | 5.204
714 | 0.40124 | 0 | -0.40124 | 0 | 0 | 0 | 0.00057914 | 0.0070199 | 1 | -15.6127 | 1 | -15.6846 | 0.40124
715 | -0.40124 | 0 | 0.40124 | 0 | 0 | 0 | 0.00057914 | 0.0070199 | 1 | -15.7564 | 1 | -15.6846 | 0.40124
716 | 53.9077 | 0 | -53.9077 | 0 | 0 | 0 | 0.11318 | 0.23579 | 1 | -15.8713 | 1 | -16.7641 | 19.2528
717 | 0.93001 | 0 | -0.93001 | 0 | 0 | 0 | 0.0019525 | 0.0040677 | 1 | -15.8713 | 1 | -15.8893 | 0.372
718 | -0.93001 | 0 | 0.93001 | 0 | 0 | 0 | 0.0019525 | 0.0040677 | 1 | -15.908 | 1 | -15.8893 | 0.3875
719 | 145.6648 | 0 | -145.6648 | 0 | 0 | 0 | 0.21025 | 0.30582 | 1 | -15.3149 | 1 | -15.8713 | 19.422
720 | 183.4566 | 0 | -183.4566 | 0 | 0 | 0 | 0.2648 | 0.38516 | 1 | -15.3149 | 1 | -15.908 | 20.7062
721 | 130.0537 | 0 | -130.0537 | 0 | 0 | 0 | 0.18772 | 0.27304 | 1 | -15.4303 | 1 | -15.8713 | 15.391
722 | 220.2947 | 0 | -220.2947 | 0 | 0 | 0 | 0.31797 | 0.4625 | 1 | -15.4303 | 1 | -16.1772 | 26.0704
723 | 18.9018 | 0 | -18.9018 | 0 | 0 | 0 | 0.027282 | 0.082674 | 1 | -0.53399 | 1 | -0.85903 | 6.8485
724 | 18.9018 | 0 | -18.9018 | 0 | 0 | 0 | 0.027282 | 0.082674 | 1 | -0.53399 | 1 | -0.85903 | 6.8485
725 | 18.1964 | 0 | -18.1964 | 0 | 0 | 0 | 0.026264 | 0.079589 | 1 | -0.53399 | 1 | -0.85903 | 6.7645
726 | 13.3339 | 0 | -13.3339 | 0 | 0 | 0 | 0.019246 | 0.05832 | 1 | -8.0247 | 1 | -8.2449 | 4.8842
727 | 12.6661 | 0 | -12.6661 | 0 | 0 | 0 | 0.018282 | 0.0554 | 1 | -8.0247 | 1 | -8.2449 | 4.6396
728 | 12.6661 | 0 | -12.6661 | 0 | 0 | 0 | 0.018282 | 0.0554 | 1 | -8.0247 | 1 | -8.2449 | 4.6396
729 | 13.3339 | 0 | -13.3339 | 0 | 0 | 0 | 0.019246 | 0.05832 | 1 | -8.0247 | 1 | -8.2449 | 4.8842
730 | 96.9335 | 0 | -96.9335 | 0 | 0 | 0 | 0.20351 | 0.42397 | 1 | -17.2778 | 1 | -19.2198 | 40.389
731 | 133.8474 | 0 | -133.8474 | 0 | 0 | 0 | 0.19319 | 0.28101 | 1 | -2.6055 | 1 | -2.954 | 12.1679
732 | 0 | 0 | 0 | 0 | 0 | 0 | 0 | 0 | 1 | -13.1899 | 1 | -13.1899 | 0
733 | 0 | 0 | 0 | 0 | 0 | 0 | 0 | 0 | 1 | -16.6712 | 1 | -16.6712 | 0
734 | 146.2134 | 0 | -146.2134 | 0 | 0 | 0 | 0.21104 | 0.30697 | 1 | -15.0241 | 1 | -15.4049 | 13.2921
735 | 143.5 | 0 | -143.5 | 0 | 0 | 0 | 0.30127 | 2.5106 | 1 | -16.6106 | 1 | -33.5098 | 119.5833
736 | 143.5 | 0 | -143.5 | 0 | 0 | 0 | 0.30127 | 2.5106 | 1 | -16.6106 | 1 | -33.5098 | 119.5833
737 | -58.5931 | 0 | 58.5931 | 0 | 0 | 0 | 0.084572 | 0.25628 | 1 | -6.4722 | 1 | -5.3256 | 24.4138
738 | 80.5931 | 0 | -80.5931 | 0 | 0 | 0 | 0.11633 | 0.3525 | 1 | -3.7959 | 1 | -5.3256 | 33.5805
739 | 0 | 0 | 0 | 0 | 0 | 0 | 0 | 0 | 1 | -12.371 | 1 | -12.371 | 0
740 | -8.9972 | 0 | 8.9972 | 0 | 0 | 0 | 0.012986 | 0.039353 | 1 | -12.8842 | 1 | -12.7088 | 3.7489
741 | -9.0028 | 0 | 9.0028 | 0 | 0 | 0 | 0.012994 | 0.039377 | 1 | -12.8842 | 1 | -12.7088 | 3.7511
742 | 34.8391 | 0 | -34.8391 | 0 | 0 | 0 | 0.073143 | 0.15238 | 1 | -2.1648 | 1 | -2.8467 | 14.5163
743 | 0 | 0 | 0 | 0 | 0 | 0 | 0 | 0 | 1 | -16.3526 | 1 | -16.3526 | 0
744 | 44.0923 | 0 | -44.0923 | 0 | 0 | 0 | 0.09257 | 0.19285 | 1 | -15.908 | 1 | -16.7641 | 18.3718
745 | 0 | 0 | 0 | 0 | 0 | 0 | 0 | 0 | 1 | -13.1899 | 1 | -13.1899 | 0
746 | 0 | 0 | 0 | 0 | 0 | 0 | 0 | 0 | 1 | -16.6712 | 1 | -16.6712 | 0
747 | 15.5478 | 0 | -15.5478 | 0 | 0 | 0 | 0.032642 | 0.068004 | 1 | -11.9345 | 1 | -12.2388 | 6.4782
748 | 0 | 0 | 0 | 0 | 0 | 0 | 0 | 0 | 1 | -15.0782 | 1 | -15.0782 | 0
749 | 0 | 0 | 0 | 0 | 0 | 0 | 0 | 0 | 1 | -16.7316 | 1 | -16.7316 | 0
750 | 158.4756 | 0 | -158.4756 | 0 | 0 | 0 | 0.22874 | 0.33271 | 1 | -16.7316 | 1 | -17.2095 | 16.6816
751 | 0 | 0 | 0 | 0 | 0 | 0 | 0 | 0 | 1 | -16.5432 | 1 | -16.5432 | 0
752 | 0 | 0 | 0 | 0 | 0 | 0 | 0 | 0 | 1 | -16.5432 | 1 | -16.5432 | 0
753 | 10.4799 | 0 | -10.4799 | 0 | 0 | 0 | 0.015126 | 0.045838 | 1 | -16.6712 | 1 | -16.8494 | 3.7697
754 | -5.6843e-14 | 0 | 5.6843e-14 | 0 | 0 | 0 | 8.2046e-17 | 2.4863e-16 | 1 | 6.3725 | 1 | 6.3725 | 2.3685e-14
755 | -5.6843e-14 | 0 | 5.6843e-14 | 0 | 0 | 0 | 8.2046e-17 | 2.4863e-16 | 1 | 6.3725 | 1 | 6.3725 | 2.3685e-14
756 | -5.6843e-14 | 0 | 5.6843e-14 | 0 | 0 | 0 | 8.2046e-17 | 2.4863e-16 | 1 | 6.3725 | 1 | 6.3725 | 2.3685e-14
757 | -5.6843e-14 | 0 | 5.6843e-14 | 0 | 0 | 0 | 8.2046e-17 | 2.4863e-16 | 1 | 6.3725 | 1 | 6.3725 | 2.3685e-14
758 | -5.6843e-14 | 0 | 5.6843e-14 | 0 | 0 | 0 | 8.2046e-17 | 2.4863e-16 | 1 | 6.3725 | 1 | 6.3725 | 2.3685e-14
759 | -5.6843e-14 | 0 | 5.6843e-14 | 0 | 0 | 0 | 8.2046e-17 | 2.4863e-16 | 1 | 6.3725 | 1 | 6.3725 | 2.3685e-14
760 | 0 | 0 | 0 | 0 | 0 | 0 | 0 | 0 | 1 | 6.3725 | 1 | 6.3725 | 0
761 | 0 | 0 | 0 | 0 | 0 | 0 | 0 | 0 | 1 | 6.3725 | 1 | 6.3725 | 0
762 | 0 | 0 | 0 | 0 | 0 | 0 | 0 | 0 | 1 | -15.6884 | 1 | -15.6884 | 0
763 | -291.5954 | 0 | 291.5954 | 0 | 0 | 0 | 0.42088 | 0.61219 | 1 | -16.4478 | 1 | -15.6884 | 26.5087
764 | 57.5492 | 0 | -57.5492 | 0 | 0 | 0 | 0.083065 | 0.25171 | 1 | -16.6159 | 1 | -17.6193 | 21.9654
765 | 57.5397 | 0 | -57.5397 | 0 | 0 | 0 | 0.083051 | 0.25167 | 1 | -16.6161 | 1 | -17.6193 | 21.9617
766 | 58.184 | 0 | -58.184 | 0 | 0 | 0 | 0.083981 | 0.50898 | 1 | -16.5301 | 1 | -17.9848 | 20.9295
767 | 58.184 | 0 | -58.184 | 0 | 0 | 0 | 0.083981 | 0.50898 | 1 | -16.5301 | 1 | -17.9848 | 20.9295
768 | -4.5475e-13 | 0 | 4.5475e-13 | 0 | 0 | 0 | 6.5637e-16 | 1.989e-15 | 1 | 6.3725 | 1 | 6.3725 | 4.1341e-14
769 | 609.9735 | 0 | -609.9735 | 0 | 0 | 0 | 0.88042 | 1.2806 | 1 | 16.8152 | 1 | 15.0678 | 60.9973
770 | -38.4513 | 0 | 38.4513 | 0 | 0 | 0 | 0.0555 | 0.080727 | 1 | 0.42924 | 1 | 0.53939 | 3.8451
771 | -202.8777 | 0 | 202.8777 | 0 | 0 | 0 | 0.29283 | 0.42593 | 1 | 0.42924 | 1 | 0.9576 | 18.4434
772 | -202.8777 | 0 | 202.8777 | 0 | 0 | 0 | 0.29283 | 0.42593 | 1 | 0.42924 | 1 | 0.9576 | 18.4434
773 | -200.869 | 0 | 200.869 | 0 | 0 | 0 | 0.28993 | 0.42172 | 1 | 0.42924 | 1 | 0.95237 | 18.2608
774 | -200.869 | 0 | 200.869 | 0 | 0 | 0 | 0.28993 | 0.42172 | 1 | 0.42924 | 1 | 0.95237 | 18.2608
775 | 0 | 0 | 0 | 0 | 0 | 0 | 0 | 0 | 1 | -6.3299 | 1 | -6.3299 | 0
776 | 0 | 0 | 0 | 0 | 0 | 0 | 0 | 0 | 1 | -6.3299 | 1 | -6.3299 | 0
777 | 54.2735 | 0 | -54.2735 | 0 | 0 | 0 | 0.078337 | 0.23739 | 1 | -1.4259 | 1 | -2.3428 | 19.5229
778 | -54.2735 | 0 | 54.2735 | 0 | 0 | 0 | 0.078337 | 0.23739 | 1 | -3.2596 | 1 | -2.3428 | 19.5229
779 | 0 | 0 | 0 | 0 | 0 | 0 | 0 | 0 | 1 | -16.616 | 1 | -16.616 | 0
780 | 0 | 0 | 0 | 0 | 0 | 0 | 0 | 0 | 1 | -16.616 | 1 | -16.616 | 0
781 | 413.9787 | 0 | -413.9787 | 0 | 0 | 0 | 0.59753 | 0.86913 | 1 | 6.0463 | 1 | 4.9682 | 37.6344
782 | 413.9787 | 0 | -413.9787 | 0 | 0 | 0 | 0.59753 | 0.86913 | 1 | 6.0463 | 1 | 4.9682 | 37.6344
783 | 272.697 | 0 | -272.697 | 0 | 0 | 0 | 0.3936 | 0.57252 | 1 | 5.6784 | 1 | 4.9682 | 24.7906
784 | 272.697 | 0 | -272.697 | 0 | 0 | 0 | 0.3936 | 0.57252 | 1 | 5.6784 | 1 | 4.9682 | 24.7906

## res_impedance
| p_from_mw | q_from_mvar | p_to_mw | q_to_mvar | pl_mw | ql_mvar | i_from_ka | i_to_ka
0 | 0 | 0 | 0 | 0 | 0 | 0 | 0 | 0
1 | -0.099029 | 0 | 0.099029 | 0 | 0 | 0 | 0.00014294 | 0.00014294
2 | -2.3565 | 0 | 2.3565 | 0 | 0 | 0 | 0.0034014 | 0.0034014
3 | 0 | 0 | 0 | 0 | 0 | 0 | 0 | 0
4 | 0 | 0 | 0 | 0 | 0 | 0 | 0 | 0
5 | 0 | 0 | 0 | 0 | 0 | 0 | 0 | 0
6 | 0 | 0 | 0 | 0 | 0 | 0 | 0 | 0
7 | 0 | 0 | 0 | 0 | 0 | 0 | 0 | 0
8 | 0 | 0 | 0 | 0 | 0 | 0 | 0 | 0
9 | 0 | 0 | 0 | 0 | 0 | 0 | 0 | 0
10 | -495.949 | 0 | 495.949 | 0 | 0 | 0 | 0.71584 | 0.71584
11 | 0 | 0 | 0 | 0 | 0 | 0 | 0 | 0
12 | 0 | 0 | 0 | 0 | 0 | 0 | 0 | 0
13 | 0 | 0 | 0 | 0 | 0 | 0 | 0 | 0
14 | -0.063337 | 0 | 0.063337 | 0 | 0 | 0 | 0.00013297 | 0.00013297
15 | 0 | 0 | 0 | 0 | 0 | 0 | 0 | 0
16 | 0 | 0 | 0 | 0 | 0 | 0 | 0 | 0
17 | 0 | 0 | 0 | 0 | 0 | 0 | 0 | 0
18 | 0 | 0 | 0 | 0 | 0 | 0 | 0 | 0
19 | 663.3048 | 0 | -663.3048 | 0 | 0 | 0 | 0.9574 | 0.9574
20 | 664.2387 | 0 | -664.2387 | 0 | 0 | 0 | 0.95875 | 0.95875
21 | 274.6428 | 0 | -274.6428 | 0 | 0 | 0 | 0.5766 | 0.5766
22 | 245.809 | 0 | -245.809 | 0 | 0 | 0 | 0.51607 | 0.51607
23 | -744.9587 | 0 | 744.9587 | 0 | 0 | 0 | 1.0753 | 1.0753
24 | 0 | 0 | 0 | 0 | 0 | 0 | 0 | 0
25 | 257.5265 | 0 | -257.5265 | 0 | 0 | 0 | 0.54067 | 0.54067
26 | -257.5265 | 0 | 257.5265 | 0 | 0 | 0 | 0.54067 | 0.54067
27 | 21.8975 | 0 | -21.8975 | 0 | 0 | 0 | 0.045973 | 0.045973
28 | -21.8975 | 0 | 21.8975 | 0 | 0 | 0 | 0.045973 | 0.045973
29 | 0.0041849 | 0 | -0.0041849 | 0 | 0 | 0 | 1.8304e-05 | 1.8304e-05
30 | 0.33924 | 0 | -0.33924 | 0 | 0 | 0 | 0.00048965 | 0.00048965
31 | -0.10211 | 0 | 0.10211 | 0 | 0 | 0 | 0.00014738 | 0.00014738
32 | -0.10211 | 0 | 0.10211 | 0 | 0 | 0 | 0.00014738 | 0.00014738
33 | 0 | 0 | 0 | 0 | 0 | 0 | 0 | 0
34 | 0 | 0 | 0 | 0 | 0 | 0 | 0 | 0
35 | 0 | 0 | 0 | 0 | 0 | 0 | 0 | 0
36 | 0 | 0 | 0 | 0 | 0 | 0 | 0 | 0
37 | -713.3 | 0 | 713.3 | 0 | 0 | 0 | 1.0296 | 1.0296
38 | 0 | 0 | 0 | 0 | 0 | 0 | 0 | 0
39 | 0 | 0 | 0 | 0 | 0 | 0 | 0 | 0
40 | -863.1878 | 0 | 863.1878 | 0 | 0 | 0 | 1.2459 | 1.2459
41 | -863.1878 | 0 | 863.1878 | 0 | 0 | 0 | 1.2459 | 1.2459

## res_ext_grid
| p_mw | q_mvar
0 | 236.8634

## res_load
| p_mw | q_mvar
0 | 220
1 | 377
2 | 82
3 | 7
4 | -21
5 | 19
6 | 80
7 | 15
8 | 259
9 | 150
10 | 42
11 | 9
12 | 82
13 | 310
14 | 728
15 | 16
16 | 33
17 | 96
18 | 8
19 | 50
20 | 412
21 | 62
22 | 60
23 | 42
24 | 35
25 | -6
26 | 75
27 | 49
28 | 111
29 | 152
30 | 17
31 | 248
32 | 144
33 | 0
34 | 0
35 | 1
36 | 0
37 | 0
38 | 128
39 | 291
40 | 196
41 | 196
42 | 8
43 | 174
44 | 27
45 | 272
46 | 108
47 | 131
48 | 107
49 | 4
50 | 0
51 | 69
52 | 31
53 | 519
54 | 33
55 | 87
56 | 107
57 | 305
58 | 50
59 | 233
60 | 107
61 | 87
62 | 10
63 | -10
64 | 155
65 | 56
66 | 10
67 | -10
68 | 37
69 | 224
70 | 80
71 | 308
72 | 31
73 | 18
74 | 123
75 | 21
76 | 15
77 | 62
78 | 111
79 | 21
80 | 353
81 | 19
82 | 33
83 | 39
84 | 24
85 | 31
86 | 182
87 | 19
88 | 0
89 | 0
90 | 3
91 | 3
92 | 0
93 | 191
94 | 17
95 | 45
96 | 37
97 | 50
98 | 99
99 | 60
100 | 39
101 | 22
102 | 22
103 | 30
104 | 196
105 | 4
106 | 891
107 | 22
108 | 0
109 | 10
110 | 268
111 | 19
112 | 23
113 | 16
114 | 50
115 | 24
116 | 168
117 | 22
118 | 46
119 | 592
120 | 443
121 | 375
122 | 22
123 | 439
124 | 226
125 | 30
126 | 76
127 | 80
128 | 103
129 | 315
130 | 21
131 | 0
132 | 428
133 | 349
134 | 19
135 | 32
136 | 285
137 | 80
138 | 32
139 | 133
140 | 33
141 | 230
142 | 180
143 | 150
144 | 90
145 | 336
146 | 24
147 | 10
148 | 109
149 | 40
150 | 256
151 | 376
152 | 40
153 | 3
154 | 111
155 | 615
156 | 2
157 | 258
158 | 30
159 | 453
160 | 30
161 | 118
162 | 548
163 | 19
164 | 4
165 | -6
166 | 46
167 | 33
168 | 21
169 | 0
170 | -18
171 | 3
172 | 139
173 | 96
174 | 2
175 | 46
176 | 346
177 | 29
178 | 540
179 | 120
180 | 29
181 | 3
182 | 392
183 | 517
184 | 63
185 | 438
186 | 32
187 | 18
188 | 80
189 | -152
190 | 49
191 | 16
192 | 10
193 | 589
194 | 0
195 | 46
196 | 33
197 | 22
198 | -20
199 | 84
200 | -4
201 | 35
202 | 56
203 | 542
204 | 27
205 | 82
206 | 304
207 | 40
208 | 15
209 | 111
210 | 35
211 | 109
212 | 95
213 | 49
214 | 22
215 | 72
216 | 602
217 | 9
218 | 63
219 | -4
220 | 46
221 | 80
222 | 308
223 | 0
224 | -14
225 | 0
226 | 41
227 | 41
228 | -11
229 | 31
230 | 534
231 | 782
232 | 98
233 | 56
234 | 52

## res_sgen
| p_mw | q_mvar
0 | 940.278
1 | 1106.2094
2 | 465.5298
3 | 921.8412
4 | 1832.6203
5 | 1290.5777
6 | 1014.0253
7 | 68.2162
8 | 151.9194
9 | 523.9745
10 | 0
11 | 174.6889
12 | 327.5302
13 | 982.4984
14 | 192.1117
15 | 0
16 | 0
17 | 192.1117
18 | 192.1117
19 | 174.6889
20 | 246.6847
21 | 313.9791
22 | 174.6889
23 | 0
24 | 112.649
25 | 137.5387
26 | 654.9682
27 | 436.6762
28 | 480.2793
29 | 375.5581
30 | 0
31 | 0
32 | 375.5581
33 | 296.9251
34 | 174.6889
35 | 115.6911
36 | 0
37 | 436.6762
38 | 275.0774
39 | 523.9745
40 | 523.9745
41 | 39.7314
42 | 130.9936
43 | 65.5429
44 | 8.7575
45 | 57.6151
46 | 0
47 | 523.9745
48 | 518.72
49 | 174.6889
50 | 144.0838
51 | 144.0838
52 | 79.4627
53 | 401.7384
54 | 174.6889
55 | 576.4273
56 | 0
57 | 359.7946
58 | 250.6486
59 | 0.46092
60 | 0
61 | 0
62 | 166.7611
63 | 218.292
64 | 0
65 | 0
66 | 130.9936
67 | 0
68 | 785.9618
69 | 250.6486
70 | 229.7228
71 | 0
72 | 27.9318
73 | 79.4627
74 | 0
75 | 43.6031
76 | 0
77 | 0
78 | 0
79 | 0
80 | 0
81 | 0
82 | 0
83 | 0
84 | 0
85 | 0
86 | 0
87 | 0
88 | 0
89 | 0
90 | 0
91 | 0
92 | 0
93 | 0
94 | 0
95 | 0
96 | 0
97 | 0
98 | 0
99 | 0
100 | 0
101 | 0
102 | 0
103 | 0
104 | 0
105 | 0
106 | 0
107 | 0
108 | 0
109 | 0
110 | 0
111 | 0
112 | 0
113 | 0
114 | 0
115 | 0
116 | 0
117 | 0
118 | 0
119 | 0
120 | 0
121 | 0
122 | 0
123 | 0
124 | 0
125 | 0
126 | 0
127 | 0
128 | 0
129 | 0
130 | 0
131 | 0
132 | 0
133 | 0
134 | 0
135 | 0
136 | 0
137 | 0
138 | 0
139 | 0
140 | 0
141 | 0
142 | 0
143 | 0
144 | 0
145 | 0
146 | 0
147 | 0
148 | 0
149 | 0
150 | 0
151 | 0
152 | 0
153 | 0
154 | 0
155 | 0
156 | 0
157 | 0
158 | 0
159 | 0
160 | 0
161 | 0
162 | 0
163 | 0
164 | 0
165 | 0
166 | 0
167 | 0
168 | 0
169 | 0
170 | 0
171 | 0
172 | 0
173 | 0
174 | 0
175 | 0
176 | 0
177 | 0
178 | 0
179 | 0
180 | 0
181 | 0
182 | 0
183 | 0
184 | 0
185 | 0
186 | 0
187 | 0
188 | 0
189 | 0
190 | 0
191 | 0
192 | 0
193 | 0
194 | 0
195 | 0
196 | 0
197 | 0
198 | 0
199 | 0
200 | 0
201 | 0
202 | 0
203 | 0
204 | 0
205 | 0
206 | 0
207 | 0
208 | 0
209 | 0
210 | 0
211 | 0
212 | 0
213 | 0
214 | 0
215 | 0
216 | 0
217 | 0
218 | 0
219 | 0
220 | 0
221 | 0
222 | 0
223 | 0
224 | 0
225 | 0
226 | 0
227 | 0
228 | 0
229 | 0
230 | 0
231 | 0
232 | 0
233 | 0
234 | 0
235 | 0
236 | 0
237 | 0
238 | 0
239 | 0
240 | 0
241 | 0
242 | 0
243 | 0
244 | 0
245 | 0
246 | 0
247 | 0
248 | 0
249 | 0
250 | 0
251 | 0
252 | 0
253 | 0
254 | 0
255 | 0
256 | 0
257 | 0
258 | 0
259 | 0
260 | 0
261 | 0
262 | 0
263 | 0
264 | 0
265 | 0
266 | 0
267 | 0
268 | 0
269 | 0
270 | 0
271 | 0
272 | 0
273 | 0
274 | 0
275 | 0
276 | 0
277 | 0
278 | 0
279 | 0
280 | 0
281 | 0
282 | 0
283 | 0
284 | 0
285 | 0
286 | 0
287 | 0
288 | 0
289 | 0
290 | 0
291 | 0
292 | 0
293 | 0
294 | 0
295 | 0
296 | 0
297 | 0
298 | 0
299 | 0
300 | 0
301 | 0
302 | 0
303 | 0
304 | 0
305 | 0
306 | 0
307 | 0
308 | 0
309 | 0
310 | 0
311 | 0
312 | 0
313 | 0
314 | 0
315 | 0
316 | 0
317 | 0
318 | 0
319 | 0
320 | 0
321 | 0
322 | 0
323 | 0
324 | 0
325 | 0
326 | 0
327 | 0
328 | 0
329 | 0
330 | 0
331 | 0
332 | 0
333 | 0
334 | 0
335 | 0
336 | 0
337 | 0
338 | 0
339 | 0
340 | 0
341 | 0
342 | 0
343 | 0
344 | 0
345 | 0
346 | 0
347 | 0
348 | 0
349 | 0
350 | 0
351 | 0
352 | 0
353 | 0
354 | 0
355 | 0
356 | 0
357 | 0
358 | 0
359 | 0
360 | 0
361 | 0
362 | 0
363 | 0
364 | 0
365 | 0
366 | 0
367 | 0
368 | 0
369 | 0
370 | 0
371 | 0
372 | 0
373 | 0
374 | 0
375 | 0
376 | 0
377 | 0
378 | 0
379 | 0
380 | 0
381 | 0
382 | 0
383 | 0
384 | 0
385 | 0
386 | 0
387 | 0
388 | 0
389 | 0
390 | 0
391 | 0
392 | 0
393 | 0
394 | 0
395 | 0
396 | 0
397 | 0
398 | 0
399 | 0
400 | 0
401 | 0
402 | 0
403 | 0
404 | 0
405 | 0
406 | 0
407 | 0
408 | 0
409 | 0
410 | 0
411 | 0
412 | 0
413 | 0
414 | 0
415 | 0
416 | 0
417 | 0
418 | 0
419 | 0
420 | 0
421 | 0
422 | 0
423 | 0
424 | 0
425 | 0
426 | 0
427 | 0
428 | 0
429 | 0
430 | 0
431 | 0
432 | 0
433 | 0
434 | 0
435 | 0
436 | 0
437 | 0
438 | 0
439 | 0
440 | 0
441 | 0
442 | 0
443 | 0
444 | 0
445 | 0
446 | 0
447 | 0
448 | 0
449 | 0
450 | 0
451 | 0
452 | 0
453 | 0
454 | 0
455 | 0
456 | 0
457 | 0
458 | 0
459 | 0
460 | 0
461 | 0
462 | 0
463 | 0
464 | 0
465 | 0
466 | 0
467 | 0
468 | 0
469 | 0
470 | 0
471 | 0
472 | 0
473 | 0
474 | 0
475 | 0
476 | 0
477 | 0
478 | 0
479 | 0
480 | 0
481 | 0
482 | 0
483 | 0
484 | 0
485 | 0
486 | 0
487 | 0
488 | 0
489 | 0
490 | 0
491 | 0
492 | 0
493 | 0
494 | 0
495 | 0
496 | 0
497 | 0
498 | 0
499 | 0
500 | 0
501 | 0
502 | 0
503 | 0
504 | 0
505 | 0
506 | 0
507 | 1692.5005
508 | 1692.5005
509 | 495.9506
510 | 495.9506
511 | 631.4612
512 | 631.4612

## dtypes
| element | column | dtype
0 | bus | name | object
1 | bus | vn_kv | float64
2 | bus | type | object
3 | bus | zone | object
4 | bus | in_service | bool
5 | bus | min_vm_pu | float64
6 | bus | max_vm_pu | float64
7 | load | name | object
8 | load | bus | uint32
9 | load | p_mw | float64
10 | load | q_mvar | float64
11 | load | const_z_percent | float64
12 | load | const_i_percent | float64
13 | load | sn_mva | float64
14 | load | scaling | float64
15 | load | in_service | bool
16 | load | type | object
17 | sgen | name | object
18 | sgen | bus | int64
19 | sgen | p_mw | float64
20 | sgen | q_mvar | float64
21 | sgen | sn_mva | float64
22 | sgen | scaling | float64
23 | sgen | in_service | bool
24 | sgen | type | object
25 | sgen | current_source | bool
26 | sgen | max_p_mw | float64
27 | ext_grid | name | object
28 | ext_grid | bus | uint32
29 | ext_grid | vm_pu | float64
30 | ext_grid | va_degree | float64
31 | ext_grid | slack_weight | float64
32 | ext_grid | in_service | bool
33 | line | name | object
34 | line | std_type | object
35 | line | from_bus | uint32
36 | line | to_bus | uint32
37 | line | length_km | float64
38 | line | r_ohm_per_km | float64
39 | line | x_ohm_per_km | float64
40 | line | c_nf_per_km | float64
41 | line | g_us_per_km | float64
42 | line | max_i_ka | float64
43 | line | df | float64
44 | line | parallel | uint32
45 | line | type | object
46 | line | in_service | bool
47 | trafo | name | object
48 | trafo | std_type | object
49 | trafo | hv_bus | uint32
50 | trafo | lv_bus | uint32
51 | trafo | sn_mva | float64
52 | trafo | vn_hv_kv | float64
53 | trafo | vn_lv_kv | float64
54 | trafo | vk_percent | float64
55 | trafo | vkr_percent | float64
56 | trafo | pfe_kw | float64
57 | trafo | i0_percent | float64
58 | trafo | shift_degree | float64
59 | trafo | tap_side | object
60 | trafo | tap_neutral | float64
61 | trafo | tap_min | float64
62 | trafo | tap_max | float64
63 | trafo | tap_step_percent | float64
64 | trafo | tap_step_degree | float64
65 | trafo | tap_pos | float64
66 | trafo | tap_phase_shifter | bool
67 | trafo | parallel | uint32
68 | trafo | df | float64
69 | trafo | in_service | bool
70 | impedance | name | object
71 | impedance | from_bus | uint32
72 | impedance | to_bus | uint32
73 | impedance | rft_pu | float64
74 | impedance | xft_pu | float64
75 | impedance | rtf_pu | float64
76 | impedance | xtf_pu | float64
77 | impedance | sn_mva | float64
78 | impedance | in_service | bool
79 | res_bus | vm_pu | float64
80 | res_bus | va_degree | float64
81 | res_bus | p_mw | float64
82 | res_bus | q_mvar | float64
83 | res_line | p_from_mw | float64
84 | res_line | q_from_mvar | float64
85 | res_line | p_to_mw | float64
86 | res_line | q_to_mvar | float64
87 | res_line | pl_mw | float64
88 | res_line | ql_mvar | float64
89 | res_line | i_from_ka | float64
90 | res_line | i_to_ka | float64
91 | res_line | i_ka | float64
92 | res_line | vm_from_pu | float64
93 | res_line | va_from_degree | float64
94 | res_line | vm_to_pu | float64
95 | res_line | va_to_degree | float64
96 | res_line | loading_percent | float64
97 | res_trafo | p_hv_mw | float64
98 | res_trafo | q_hv_mvar | float64
99 | res_trafo | p_lv_mw | float64
100 | res_trafo | q_lv_mvar | float64
101 | res_trafo | pl_mw | float64
102 | res_trafo | ql_mvar | float64
103 | res_trafo | i_hv_ka | float64
104 | res_trafo | i_lv_ka | float64
105 | res_trafo | vm_hv_pu | float64
106 | res_trafo | va_hv_degree | float64
107 | res_trafo | vm_lv_pu | float64
108 | res_trafo | va_lv_degree | float64
109 | res_trafo | loading_percent | float64
110 | res_impedance | p_from_mw | float64
111 | res_impedance | q_from_mvar | float64
112 | res_impedance | p_to_mw | float64
113 | res_impedance | q_to_mvar | float64
114 | res_impedance | pl_mw | float64
115 | res_impedance | ql_mvar | float64
116 | res_impedance | i_from_ka | float64
117 | res_impedance | i_to_ka | float64
118 | res_ext_grid | p_mw | float64
119 | res_ext_grid | q_mvar | float64
120 | res_load | p_mw | float64
121 | res_load | q_mvar | float64
122 | res_sgen | p_mw | float64
123 | res_sgen | q_mvar | float64

## parameters
| version | format_version | converged | OPF_converged | name | f_hz | sn_mva
0 | 2.13.1 | 2.12.0 | TRUE | FALSE |  | 50 | 1